## Internet Policy
DURAVENT INTERNET SALES POLICY
This Internet Sales Policy establishes advertised price | MAP will be provided the following benefits:
standards and Internet Seller policies for specified DuraVent | • Websites that adhere to MAP pricing on their sites will
products. Advertised pricing of DuraVent products must | be classified as an Approved Internet Seller of DuraVent
comply with this Policy in order to be eligible for promotional | products.
and warranty benefits provided by DuraVent. The cooperation | • Any DuraVent product sold by an Approved Internet Seller
of all parties, websites and distribution channels, is essential | will be fully warranted and supported by DuraVent as
to our mutual success and support of our various venting | specified under the applicable product warranty.
product lines. | • In recognition of Approved Internet Sellers of DuraVent
DuraVent alone is responsible for enforcing this Policy and will | products, DuraVent will provide a prominent link on its
do so unilaterally. If an advertisement for a Covered Product | home page of Approved Internet Sellers. This page will
does not comply with this Policy, then the reseller will forfeit | list Approved Internet Sellers, and provide a link to their
benefits under this Policy. DuraVent has the right to change | website. An Approved Internet Seller logo will also be
prices, change policy, and add or delete MAP Products at any | provided for display on the seller’s website.
time | • Approved Internet Sellers will be allowed to use DuraVent’s
Authorized Channels and Product Lines | trademarks and intellectual property, including DuraVent’s
DuraVent offers a variety of products for various channels | logo, product trade-names, photographs, illustrations and
of distribution and sale, some of which are intended for | other DuraVent images.
professional dealers and installers and others are intended for | • Suppliers to internet websites shall inform and assist any
the consumer and do-it-yourself customer. | such website they supply DuraVent products to be MAP
compliant.
Products Authorized for Internet Sales to Consumers and | Intellectual Property
Do-It-Yourself (DIY) non-certified Installers | Approved Internet Sellers may use DuraVent trademarks and
DuraVent has identified products that may be suitable for | trade names in listing products on their website, however:
a non-certified installer who has above average strength, | • All websites advertising DuraVent, or Dura-Vent products,
aptitude and skills for doing a complex installation such as | and using DuraVent trade names must comply with current
an all-fuel chimney system. These product categories are | MAP pricing.
made available to consumers and do-it-yourself installers, | • DuraVent logos can be down loaded from our website at:
including Internet Sales, and will be fully warranted: DuraPlus; | http://www.duravent.com/MarketingSupport.aspx
PelletVent; PelletVent for multi-fuel; DuraBlack; DVL; and Type
B Gas Vent.
Warranty
Products Authorized For Internet Sales to | DuraVent provides warranties based on whether a proper
Professional Installers | sales channel is used and whether a proper installation
DuraVent offers the following professional products that | channel is used. Warnings regarding warranty applicability
are intended and reserved for professional installers. These | may appear on product labeling, cartons, installation
products are fully warranted if installed only by a professional | instructions, notices, and on our web site, www.duravent.com.
installer. DuraTech®, DuraChimney® II,
PelletVent Pro®, DirectVent Pro®, FasNSeal®, FasNSeal® W2,
FasNSeal® Flex, and PolyPro®, and DuraVent’s relining products | All Approved Internet Sellers must provide the following
including DuraLiner®, DuraFlex® (SW, Pro, 316, 304) | notice in a conspicuous manner on their websites:
DuraVent provides no warranty for the following
professional products if such products are not installed by
Definitions | a trained professional installer: DuraTech®,
• An “Internet seller” is a merchant whose sales are | DuraChimney® II, PelletVent Pro®, DirectVent Pro®, FasNSeal®,
consummated over a website using a “shopping cart” | FasNSeal® W2, FasNSeal® Flex, and PolyPro®, and DuraVent’s
feature and available to consumers. | relining products including DuraLiner®, DuraFlex® (SW, Pro,
• A “qualified professional installer” as one of the following: | 316, 304).
licensed contractors with prior chimney installation | • Any DuraVent product sold by a non-approved website will
experience, CSIA Certified Chimney Sweeps, NFI Certified | not be warranted.
Specialists, or WETT Certified Professionals. | • Any customer that has bought product from a nonapproved
• An “Approved Internet Seller” is retailer with a website | website will not be given technical assistance or
complying with the terms of this Internet Sales Policy. | support from DuraVent.
• Any website not compliant with this Internet Sales Policy
MAP Pricing | shall not use DuraVent’s trademarked and registered
DuraVent provides minimum advertised pricing (MAP) | properties, and will be notified to remove them
on its price lists. Any Internet Seller providing media with | immediately. DuraVent reserves the right to enforce
advertising directed at consumers, must comply with this | its intellectual property rights against entities not in
Internet Sales Policy and list MAP on it’s media for all DuraVent | compliance with this Internet Sales Policy.
Professional products in order to be eligible for listing as an | DuraVent will actively monitor all Internet Seller’s websites
Approved Internet Seller. Listing prices below the MAP is | selling DuraVent products to ensure MAP pricing is in
considered a violation of this Internet Sales policy. | compliance to the Internet Sales Policy.
DuraVent reserves the right to remove the Approved status of
Internet sellers for violating terms of the Internet Sales Policy.

## Warranty
LIMITED LIFETIME WARRANTY
DuraVent, Inc. provides this limited lifetime warranty for all of its products with the exception of Ventinox® (lifetime), and PolyPro® (ten years). Subject to the limitations set
forth below, DuraVent warrants that its products will be free from defects in material or manufacturing, if properly installed, maintained and used. DuraVent products are fully
warranted if installed only by a professional installer. This Warranty is transferable from the original homeowner to the buyer of the home. This warranty does not cover normal
wear and tear, smoke damage or damage caused by chimney fires, acts of God, or any product that was: (1) purchased other than from an authorized DuraVent dealer, retailer
or distributor; (2) modified or altered; (3) improperly serviced, inspected or cleaned; or (4) subject to negligence or any use not in accordance with the installation instructions
included with the product as determined by DuraVent. Installation instructions are available online at www.duravent.com under Support/Literature and through our Customer
Service Department 800-835-4429 or customerservice@duravent.com. This limited lifetime warranty applies only to parts manufactured by DuraVent.
DuraVent provides the following warranties for its products: One Hundred Percent (100%) MSRP 15 years from the date of purchase, and Fifty Percent (50%) thereafter, except for
the following limitations on: all Termination Caps and DuraBlack® are warranted at One Hundred Percent (100%) for five years.
All warranty obligations of DuraVent shall be limited to repair or replacement of the defective product pursuant to the terms and conditions applicable to each product line.
These remedies shall constitute DuraVent’s sole obligation and sole remedy under this warranty. This warranty provides no cash surrender value. The terms and conditions of this
warranty may not be modified, altered or waived by any action, inaction or representation, whether oral or in writing, except upon the express, written authority of an executive
officer of DuraVent.
Corn, bio-fuels, driftwood or other wood containing salt, preservative-treated lumber, plastic and household trash or garbage, or wood pellets containing such materials must
not be burned in the appliance or fireplace. In case of a chimney fire, the chimney must be inspected and approved by a certified Chimney Sweep before reuse. After each annual
inspection, maintenance, and cleaning, the certified Chimney Sweep must fill out and date the appropriate section of the warranty card provided with the chimney liner.
LIMITATIONS ON INTERNET SALES: Notwithstanding any other terms or conditions of this Limited Lifetime Warranty, DuraVent provides no warranty for the following specific
products if such products are not installed by a qualified professional installer: DuraTech®, DuraTech® DTC, DuraChimney® II, PelletVent Pro®, DirectVent Pro®,
FasNSeal®, FasNSeal® W2, FasNSeal® Flex, and PolyPro®, and DuraVent’s relining products including DuraLiner®, DuraFlex® (SW, Pro, 316, 304). For purposes of this
warranty, a trained professional installer is defined as one of the following: licensed contractors with prior chimney installation experience, CSIA Certified Chimney Sweeps, NFI
Certified Specialists, or WETT Certified Professionals.
DuraVent must be notified and given the opportunity to inspect defective product prior to replacement under the terms of this limited lifetime warranty. All warranty claims
must be submitted with proof of purchase. Labor and installation costs are not covered under this warranty. To obtain warranty service contact: DuraVent Warranty Service, 877
Cotting Ct., Vacaville CA 95688, or call 800-835-4429.
WHERE LAWFUL, DURAVENT DISCLAIMS ALL OTHER WARRANTIES, INCLUDING BUT NOT LIMITED TO IMPLIED WARRANTIES OF MERCHANTABILITY AND FITNESS FOR A PARTICULAR
PURPOSE. IN NO EVENT WILL DURAVENT BE LIABLE FOR INCIDENTAL, CONSEQUENTIAL, PUNITIVE OR SPECIAL DAMAGES OR DIRECT OR INDIRECT LOSS OF ANY KIND, INCLUDING BUT
NOT LIMITED TO PROPERTY DAMAGE AND PERSONAL INJURY. DURAVENT’S ENTIRE LIABILITY IS LIMITED TO THE PURCHASE PRICE OF THIS PRODUCT. SOME STATES DO NOT ALLOW
LIMITATIONS ON IMPLIED WARRANTIES, OR THE EXCLUSION OR LIMITATION OF INCIDENTAL OR CONSEQUENTIAL DAMAGES, SO THE ABOVE LIMITATIONS AND EXCLUSIONS MAY NOT
APPLY TO YOU. THIS LIMITED WARRANTY GIVES YOU SPECIFIC LEGAL RIGHTS, AND YOU MAY ALSO HAVE OTHER RIGHTS THAT VARY FROM STATE TO STATE.
For the most up-to-date installation instructions, visit www.duravent.com.
Installation instructions are available online at www.duraventgroup.com under Support/Literature and through our Customer Service Department 800-835-4429 or customerservice@
duraventgroup.com. This lifetime warranty applies only Ventinox parts manufactured by DuraVent.
All warranty obligations of DuraVent shall be limited to repair or replacement of the defective product pursuant to the terms and conditions applicable to each product line.
These remedies shall constitute DuraVent’s sole obligation and sole remedy under this warranty. This warranty provides no cash surrender value. The terms and conditions of this
warranty may not be modified, altered or waived by any action, inaction or representation, whether oral or in writing, except upon the express, written authority of an executive
officer of DuraVent.
Corn, bio-fuels, driftwood or other wood containing salt, preservative-treated lumber, plastic and household trash or garbage, or wood pellets containing such materials must
not be burned in the appliance or fireplace. In case of a chimney fire, the chimney must be inspected and approved by a certified Chimney Sweep before reuse. After each annual
inspection, maintenance, and cleaning, the certified Chimney Sweep must fill out and date the appropriate section of the warranty card provided with the chimney liner.
POLYPRO WARRANTY
DuraVent, Inc. provides this warranty for PolyPro® for ten years. Subject to the limitations set forth below, DuraVent warrants that its products will be free from defects in
material or manufacturing, if properly installed, maintained and used. DuraVent products are fully warranted if installed only by a professional installer. This Warranty is
transferable from the original homeowner to the buyer of the home within the warranted ten years. This warranty does not cover normal wear and tear, smoke damage or
damage caused by chimney fires, acts of God, or any product that was: (1) purchased other than from an authorized DuraVent dealer, retailer or distributor; (2) modified or
altered; (3) improperly serviced, inspected or cleaned; or (4) subject to negligence or any use not in accordance with the installation instructions included with the product as
determined by DuraVent.
This product is intended for venting only category II & IV appliances burning Natural Gas, Propane and Oil. All other fuels are not covered under this warranty.
DuraVent provides the following warranties for PolyPro: One Hundred Percent (100%) MSRP 10 years from the date of purchase.

## 5"-8" DuraTech
DURATECH CHIMNEY SYSTEMS 5" - 8" Stainless Steel (SS) & Galvalume (GA)
UPC-A Listing | Description | Order # | Stock # | Pcs/ Ctn | Lbs/ Ctn | Cube | Plt Qty | M.A.P. | 05/12/2025 MSRP (ea.)
0.9
KIT
53713267185 | Universal Rubber Boot Flashing Kit :Includes: • Rubber boot (23” x 23”) • Spacer kit • Shield for ventilation • Mesh screen • Special storm collar and mounting hardware | URBAK | 200275 | 1 | 12 | 2.769 | 45 | 596.0532 | 662.2813
5" Diameter
662492351901 | 6” Chimney Pipe - SS | 5DT-06SS | 810000001 | 1 | 2.3 | 0.2197 | 240 | 126.0191 | 140.0212
662492850206 | 9" Chimney Pipe (black) | 5DT-09B | 810000002 | 1 | 2.26 | 0.31 | 150 | 176.9285 | 196.5873
662492879306 | 9" Chimney Pipe - SS | 5DT-09SS | 810000003 | 1 | 2.26 | 0.3255 | 150 | 139.2953 | 154.7725
662492662007 | 12" Chimney Pipe - SS | 5DT-12SS | 810000005 | 1 | 4.3 | 0.415 | 150 | 216.1818 | 240.202
662492257609 | 18" Chimney Pipe - SS | 5DT-18SS | 810000006 | 1 | 6.6 | 0.6103 | 100 | 308.8398 | 343.1554
662492645505 | 24" Chimney Pipe - SS | 5DT-24SS | 810000008 | 1 | 8.8 | 0.8056 | 60 | 401.4979 | 446.1087
662492153208 | 24" Chimney Pipe - SS (CF) | 5DT-24SSCF | 810000009 | 1 | 8.8 | 2.1496 | --- | 283.9481 | 315.4979
662492694008 | 36" Chimney Pipe - SS | 5DT-36SS | 810000010 | 1 | 11.64 | 1.1962 | 30 | 338.3072 | 375.8969
662492536100 | 36" Chimney Pipe - SS (CF) | 5DT-36SSCF | 810000011 | 1 | 12.9 | 1.137 | 60 | 361.9848 | 402.2054
662492735107 | 48" Chimney Pipe - SS | 5DT-48SS | 810000012 | 1 | 15.74 | 1.5869 | 30 | 444.4382 | 493.8203
662492573006 | 48" Chimney Pipe - SS (CF) | 5DT-48SSCF | 810000013 | 1 | 19.22 | 2.4846 | 30 | 475.5641 | 528.4045
662492140536 | 60" Chimney Pipe - SS (CF) | 5DT-60SSCF | 810000014 | 1 | 15.74 | 3.0514 | 30 | 552.477 | 613.8634
662492166239 | 15° Elbow Kit - SS (includes 2 Elbows & 1 Elbow Strap) | 5DT-E15KSS | 810000015 | 1 | 8.5 | 1.1963 | --- | 808.2205 | 898.0228
662492251379 | 30° Elbow Kit - SS (includes 2 Elbows & 1 Elbow Strap) | 5DT-E30KSS | 810000016 | 1 | 6.67 | 1.1963 | 48 | 997.6993 | 1108.5547
662492484807 | 5" Diameter Elbow Strap | 5DT-ES | 810000017 | 1 | 1.43 | 0.55 | 50 | 137.6483 | 152.9426
662492108796 | 5" -7" Adjustable Elbow Support | 5DT-AES | 810007985 | 1 | 2 | 0.4347 |  | 96.3643 | 107.0715
662492958131 | 5" Diameter 11" Square Ceiling Supp Bx | 5DT-CS11-2 | 810018487 | 1 | 8.38 | 1.154 |  | 323.5902 | 359.5447
662492367704 | Square Ceiling Support Box - 24" | 5DT-CS24 | 810000019 | 1 | 12.6 | 2.1506 | 36 | 594.3514 | 660.3905
662492482001 | Square Ceiling Support Box - 36" | 5DT-CS36 | 810000020 | 1 | 17 | 3.0891 | 18 | 381.4287 | 423.8096
662492482100 | Round Ceiling Support Box | 5DT-RCS | 810000021 | 1 | 4.06 | 0.4773 | 120 | 362.4569 | 402.7299
662492571903 | Trim Collar for Round Support Box - 5" - 6" (square) | 5DT-TC | 810000022 | 1 | 1.9 | 0.5729 | 100 | 99.4668 | 110.5186
662492510001 | Trim Collar for Round Support Box - 5" - 6" (round) | 5DT-TCR | 810000023 | 1 | 1.94 | 0.5729 | 100 | 104.4323 | 116.0359
662492342800 | Flat Ceiling Support Box | 5DT-FCS | 810000024 | 1 | 6 | 1.2202 | 36 | 853.5277 | 948.3641
662492237731 | 5" & 7" Adjustable Roof Support | 5DT-ARS | 810007991 | 1 | 6.2 | 0.2031 |  | 160.6072 | 178.4525
662492668207 | Trim Collar for Roof Support 0/12 - 3/12 | 5DT-RSTC3 | 810000026 | 1 | 2.32 | 0.5729 | 100 | 154.43 | 171.5889
662492765104 | Trim Collar for Roof Support 4/12 - 6/12 | 5DT-RSTC6 | 810000027 | 1 | 2.3 | 0.5729 | 100 | 129.3382 | 143.7091
662492792001 | Trim Collar for Roof Support 7/12 - 9/12 | 5DT-RSTC9 | 810000028 | 1 | 2.26 | 0.5729 | 100 | 129.3382 | 143.7091
662492324103 | Trim Collar for Roof Support 10/12 - 12/12 | 5DT-RSTC12 | 810000029 | 1 | 2.24 | 0.5729 | 100 | 129.3382 | 143.7091
662492509203 | Wall Thimble | 5DT-WT | 810000030 | 1 | 5.44 | 1.005 | 54 | 247.0678 | 274.5198
662492927687 | Insulated Wall Thimble | 5DT-IWT | 810014831 | 1 | 7.08 | 1 | 54 | 293.2525 | 325.8361
662492857748 | Tee w/Cap - SS | 5DT-T-SS | 810000032 | 1 | 5.84 | 0.7118 | 60 | 524.0691 | 582.299
662492300145 | Adjustable Tee Support Bracket - GA | 5DT-TSB | 810000033 | 1 | 13.97 | 0.35 | 50 | 249.4327 | 277.1475
662492346709 | Adjustable Tee Support Bracket - SS | 5DT-TSBSS | 810000034 | 1 | 5.34 | 0.7209 | 50 | 475.5641 | 528.4045
662492437414 | 5" & 7" Adjustable Re-Support | 5DT-RES | 810007999 | 1 | 7.32 | 0.7209 |  | 141.3217 | 157.0241
662492561324 | 5" & 7" Adjustable Wall Support | 5DT-AWS | 810007987 | 1 | 1.84 | 0.4347 |  | 102.7929 | 114.2143
662492875780 | 5,7" DT Extended Adj Wall Strap | 5DT-AWSX | 810009651 | 1 | 1.8 | 0.4 |  | 193.0376 | 214.4862
662492902202 | 5,7" DT Extended Adj Wall Strap SS | 5DT-AWSX-SS | 810009960 | 1 | 1.8 | 0.4 |  | 243.6025 | 270.6694
662492723494 | 5" & 7" Adjustable Wall Support - SS | 5DT-AWS-SS | 810008010 | 1 | 2.65 | 0.4347 |  | 147.7502 | 164.1669
662492270752 | 5" & 7" Extended Wall Support | 5DT-XWS | 810007997 | 1 | 9.34 | 1.3333 |  | 237.6861 | 264.0956
662942902226 | 5" & 7" Extended Wall Support - SS | 5DT-XWS-SS | 810009962 | 1 | 9.5 | 1.33 |  | 385.4363 | 428.2626
662492107058 | Standard Tee w/Cap SS | 5DT-STSS | 810000036 | 1 | 6 | 0.5 |  | 524.0602 | 582.2891
662492618103 | Finishing Collar w/adapter | 5DT-FC | 810000037 | 1 | 1.14 | 0.2447 | 240 | 148.2488 | 164.7209
662492139004 | Anchor Plate | 5DT-AP | 810000038 | 1 | 2.02 | 0.2447 | 180 | 185.3161 | 205.9067
662492848302 | Firestop Radiation Shield | 5DT-FRS | 810000039 | 1 | 6.24 | 1.4919 | 36 | 166.3015 | 184.7794
662492518007 | Attic Insulation Shield | 5DT-IS | 810000040 | 1 | 4.8 | 2.3527 | 18 | 162.5286 | 180.5873
662492109168 | Roof Radiation Shield | 5DT-RRS | 810000041 | 1 | 4.53 | 3.8648 | --- | 183.4621 | 203.8468
662492453100 | Chase Top Flashing | 5DT-CTF | 810000042 | 1 | 2.2 | 0.5729 | 100 | 109.45 | 121.6112
662492820506 | Storm Collar 5" - 6" | 5DT-SC | 810000043 | 10 | 6 | 0.5729 | 1000 | 31.4656 | 34.9618
662492877913 | 5" & 7" Extended Roof Bracket | 5DT-XRS | 810007989 | 1 | 9.71 | 0.3904 | 66 | 231.2576 | 256.9529
662492647004 | Adjustable Roof Flashing 0/12 - 6/12 | 5DT-F6 | 810000045 | 4 | 24.24 | 5.6523 | 48 | 170.787 | 189.7633
662492526101 | Adjustable Roof Flashing 7/12 - 12/12 | 5DT-F12 | 810000046 | 1 | 10.5 | 4.8792 | 15 | 195.6929 | 217.4366
662492458006 | Adjustable Roof Flashing 13/12 - 18/12 | 5DT-F18 | 810000047 | 1 | 10.09 | 6.2293 | --- | 288.5739 | 320.6376
662492331200 | Adjustable Roof Flashing 19/12 - 24/12 | 5DT-F24 | 810000048 | 1 | 10.09 | 8.1026 | --- | 393.0584 | 436.7315
662492192009 | Flat Roof Flashing | 5DT-FF | 810000049 | 4 | 64.4 | 7.0511 | 32 | 200.6584 | 222.9538
662492774106 | Chimney Cap | 5DT-VC | 810000050 | 1 | 3.14 | 0.719 | 60 | 179.0977 | 198.9974
66249222798 | 5" Diameter Tee Cap | 5DT-TCO | 810009365 | 1 | 1.68 |  |  | 112.6812 | 125.2014
662492204801 | Locking Band | 5DT-LB | 810000051 | 24 | 2.4 | 0.6684 | 1728 | 19.8359 | 22.0398
662492453285 | Adjustable Wall Strap - GA | 5DT-WS | 810000052 | 1 | 1.84 | 0.2837 | 50 | 74.6131 | 82.9035
662492507001 | Adjustable Wall Strap - SS | 5DT-WSSS | 810000053 | 1 | 1.16 | 0.7209 | 50 | 160.591 | 178.4345
662492147283 | Spark Arrestor | 5DT-SA | 810000054 | 1 | 3.3 | 0.33 | 10 | 38.2151 | 42.4612
662492628805 | Firestop ( not in catalog) | 5DT-FS | 810000066 | 1 | 1.86 | 0.3342 | 108 | 104.5368 | 116.152
6" DIAMETER
662492360705 | 6” Chimney Pipe - GA | 6DT-06 | 810000067 | 1 | 2.82 | 0.2822 | 150 | 111.0965 | 123.4405
662492433805 | 6” Chimney Pipe (black) | 6DT-06B | 810000068 | 1 | 2.82 | 0.2822 | 150 | 187.3822 | 208.2025
662492233504 | 6” Chimney Pipe - SS | 6DT-06SS | 810000069 | 1 | 2.72 | 0.2822 | 150 | 144.2608 | 160.2898
662492255209 | 9" Chimney Pipe - GA | 6DT-09 | 810000070 | 1 | 4 | 0.4076 | 75 | 137.6488 | 152.9432
662492409008 | 9" Chimney Pipe (black) | 6DT-09B | 810000071 | 1 | 4 | 0.4076 | 75 | 208.9429 | 232.1588
662492426906 | 9" Chimney Pipe - SS | 6DT-09SS | 810000072 | 1 | 4 | 0.4076 | 75 | 154.2179 | 171.3532
662492487303 | 12" Chimney Pipe - GA | 6DT-12 | 810000073 | 1 | 5.56 | 0.533 | 125 | 162.5286 | 180.5873
662492547007 | 12" Chimney Pipe (black) | 6DT-12B | 810000074 | 1 | 5.56 | 0.533 | 125 | 222.2191 | 246.9101
662492676301 | 12" Chimney Pipe - SS | 6DT-12SS | 810000075 | 1 | 5 | 0.533 | 125 | 164.1751 | 182.4167
662492298305 | 18" Chimney Pipe - GA | 6DT-18 | 810000076 | 1 | 8.6 | 0.7839 | 100 | 205.6239 | 228.471
662492568002 | 18" Chimney Pipe - SS | 6DT-18SS | 810000077 | 1 | 8.18 | 0.7839 | 80 | 223.8917 | 248.7686
662492809907 | 24" Chimney Pipe - GA | 6DT-24 | 810000078 | 1 | 10.5 | 1.0348 | 75 | 260.4012 | 289.3346
662492591406 | 24" Chimney Pipe - GA (CF) | 6DT-24CF | 810000079 | 1 | 10.5 | 1.6386 | 32 | 278.5645 | 309.5161
662492438602 | 24" Chimney Pipe - SS | 6DT-24SS | 810000080 | 1 | 9.9 | 1.0348 | 75 | 298.5048 | 331.6721
662492404003 | 24" Chimney Pipe - SS (CF) | 6DT-24SSCF | 810000081 | 1 | 11.08 | 1.6386 | 32 | 319.3861 | 354.8734
662492745403 | 36" Chimney Pipe - GA | 6DT-36 | 810000082 | 1 | 14.6 | 1.5365 | 50 | 341.6263 | 379.5848
662492238400 | 36" Chimney Pipe - GA (CF) | 6DT-36CF | 810000083 | 1 | 16.64 | 2.3771 | 32 | 365.5129 | 406.1255
662492463109 | 36" Chimney Pipe - SS | 6DT-36SS | 810000084 | 1 | 14 | 1.5365 | 50 | 397.9978 | 442.2197
662492170502 | 36" Chimney Pipe - SS (CF) | 6DT-36SSCF | 810000085 | 1 | 14.96 | 2.3771 | 32 | 425.8568 | 473.1742
662492253908 | 48" Chimney Pipe - GA | 6DT-48 | 810000086 | 1 | 20.1 | 2.0383 | 25 | 422.8775 | 469.8639
662492194201 | 48" Chimney Pipe - GA (CF) | 6DT-48CF | 810000087 | 1 | 20.1 | 3.1156 | 16 | 452.5137 | 502.793
662492444108 | 48" Chimney Pipe - SS | 6DT-48SS | 810000088 | 1 | 18.66 | 2.0383 | 25 | 512.5701 | 569.5223
662492674802 | 48" Chimney Pipe - SS (CF) | 6DT-48SSCF | 810000089 | 1 | 20.88 | 3.1156 | 16 | 548.3478 | 609.2753
662492688526 | 60" Chimney Pipe - GA (CF) | 6DT-60CF | 810000090 | 1 | 26 | 3.8234 | 16 | 529.7403 | 588.6003
662492372876 | 60" Chimney Pipe - SS (CF) | 6DT-60SSCF | 810000091 | 1 | 26 | 3.8234 | 16 | 650.8462 | 723.1624
662492224762 | Adjustable Pipe 14"-21" | 6DT-21TASS | 810000092 | 1 | 10 | 1.5 | 30 | 493.0981 | 547.8868
662492425367 | 15° Elbow Kit - GA (includes 2 Elbows & 1 Elbow Strap) | 6DT-E15K | 810000093 | 1 | 9 | 1.1962 | 48 | 642.7184 | 714.1316
662492619643 | 15° Elbow Kit - SS (includes 2 Elbows & 1 Elbow Strap) | 6DT-E15KSS | 810000094 | 1 | 9 | 1.1962 | 48 | 787.528 | 875.0311
662492615942 | 30° Elbow Kit - GA (includes 2 Elbows & 1 Elbow Strap) | 6DT-E30K | 810000095 | 1 | 9 | 1.1962 | 48 | 763.0403 | 847.8225
662492371657 | 30° Elbow Kit - SS (includes 2 Elbows & 1 Elbow Strap) | 6DT-E30KSS | 810000096 | 1 | 9 | 1.1962 | 48 | 1049.9677 | 1166.6307
662492336908 | Elbow Strap | 6DT-ES | 810000097 | 1 | 1.59 | 0.4347 | 130 | 145.9072 | 162.1192
662492877180 | 6" & 8" Adjustable Elbow Support | 6DT-AES | 810007986 | 1 | 1.59 | 0.4347 | 130 | 96.3643 | 107.0715
662492958148 | 6" Diameter 11" Square Ceiling Supp Bx | 6DT-CS11-2 | 810018488 | 1 | 8.48 | 1.36 |  | 329.9559 | 366.6177
662492958315 | 6" Diameter 24" Square Ceiling Supp Bx | 6DT-CS24-2 | 810018492 | 1 | 14.2 | 2.638 |  | 366.0283 | 406.6981
662492958353 | 6" Diameter 36" Square Ceiling Supp Bx | 6DT-CS36-2 | 810018496 | 1 | 18.4 | 3.644 |  | 404.2225 | 449.1361
662492958384 | 6" Diameter 24"Reduced Ceiling Supp Bx | 6DT-CS24R-2 | 810018499 | 1 | 12.62 | 1.39 |  | 344.8092 | 383.1214
662492958445 | 6" Diameter Round Ceiling Support Box | 6DT-RCS-2 | 810018505 | 1 | 9.44 | 0.932 |  | 190.9713 | 212.1903
662492959480 | 6" Dia. Round Supp Box Square Trim | 6DT-TC-2 | 810018645 | 1 | 1.9 | 0.573 |  | 102.9123 | 114.347
662492959688 | 6" Dia. Round Supp Box Round Trm | 6DT-TCR-2 | 810018649 | 1 | 1.9 | 0.573 |  | 102.9123 | 114.347
662492958483 | 6" Diameter Flat Ceiling Support | 6DT-FCS-2 | 810018509 | 1 | 7.773 | 1.764 |  | 223.8608 | 248.7342
662492331484 | 6" & 8" Adjustable Roof Support | 6DT-ARS | 810007992 | 1 | 5.4 | 0.2031 | 240 | 160.591 | 178.4345
662492189108 | Trim Collar for Roof Support 0/12 - 3/12 | 6DT-RSTC3 | 810000105 | 1 | 2.24 | 0.5729 | 100 | 130.9585 | 145.5094
662492735404 | Trim Collar for Roof Support 4/12 - 6/12 | 6DT-RSTC6 | 810000106 | 1 | 2.22 | 0.5729 | 100 | 130.9585 | 145.5094
662492633106 | Trim Collar for Roof Support 7/12 - 9/12 | 6DT-RSTC9 | 810000107 | 1 | 2.18 | 0.5729 | 100 | 130.9585 | 145.5094
662492546000 | Trim Collar for Roof Support 10/12 - 12/12 | 6DT-RSTC12 | 810000108 | 1 | 2.18 | 0.5729 | 100 | 130.9585 | 145.5094
662492613900 | Wall Thimble | 6DT-WT | 810000109 | 1 | 5.58 | 1.005 | 54 | 167.468 | 186.0755
662492927670 | Insulated Wall Thimble | 6DT-IWT | 810014830 | 1 | 7.5 | 1 | 54 | 202.6159 | 225.1288
662492707401 | Wall Thimble Exterior Trim - SS | 6DT-WTSS | 810000110 | 1 | 1.4 | 0.5729 | 100 | 97.2788 | 108.0875
662492222119 | Adjustable Tee Support Bracket - GA | 6DT-TSB | 810000111 | 1 | 10.1 | 0.7209 | 50 | 212.262 | 235.8466
662492811504 | Adjustable Tee Support Bracket - SS | 6DT-TSBSS | 810000112 | 1 | 9.98 | 0.7209 | 50 | 515.7846 | 573.094
662492645673 | 6" & 8" Adjustable Re-Support | 6DT-RES | 810008000 | 1 | 7.56 | 0.7209 |  | 141.3217 | 157.0241
662492125915 | 6" & 8" Adjustable Wall Strap | 6DT-AWS | 810007988 | 1 | 2.2 | 0.4347 | 130 | 102.7929 | 114.2143
662492890158 | 6,8" DT Extended Adj Wall Strap | 6DT-AWSX | 810009652 | 1 | 2.2 | 0.4 | 40 | 193.0376 | 214.4862
662492902219 | 6,8" DT Extended Adj Wall Strap SS | 6DT-AWSX-SS | 810009961 | 1 | 2.2 | 0.4 |  | 238.1706 | 264.634
662492483596 | 6" & 8 Adjustable Wall Support - SS | 6DT-AWS-SS | 810008012 | 1 | 2.71 | 0.4347 | 130 | 147.7502 | 164.1669
662492367131 | 6" & 8" Extended Wall Support | 6DT-XWS | 810007998 | 1 | 9.58 | 1.333 | 40 | 237.6861 | 264.0956
662492902233 | 6" & 8" Extended Wall Support - SS | 6DT-XWS-SS | 810009963 | 1 | 9.58 | 1.33 |  | 385.4363 | 428.2626
662492461952 | Standard Tee w/Cap GA | 6DT-ST | 810000113 | 1 | 1.3 | 0.9913 | 48 | 426.2454 | 473.606
662492268490 | Standard Tee w/Cap SS | 6DT-STSS | 810000114 | 1 | 1.1 | 0.9913 | 48 | 562.2267 | 624.6963
662492382516 | 6" Diameter Tee Cap | 6DT-TCO | 810004409 | 1 | 2.75 |  |  | 121.2742 | 134.7491
662492113929 | Finishing Collar/w adapter | 6DT-FC | 810000115 | 1 | 1.3 | 0.2447 | 240 | 101.5565 | 112.8405
662492325506 | Anchor Plate | 6DT-AP | 810000116 | 1 | 2.22 | 0.2447 | 180 | 135.9762 | 151.0847
662492406502 | Transition Anchor Plate 14" x 17" | 6DT-AP14x17 | 810000117 | 1 | 8.68 | 1.5205 | 36 | 706.8779 | 785.4199
662492875100 | Transition Anchor Plate 17" x 17" | 6DT-AP17x17 | 810000118 | 1 | 9.8 | 0.451 | --- | 713.3069 | 792.5632
662492302705 | Transition Anchor Plate 13" x 21" | 6DT-AP13x21 | 810000119 | 1 | 9.8 | 0.451 | --- | 710.0663 | 788.9625
662492107003 | Transition Anchor Plate 17" x 21" | 6DT-AP17x21 | 810000120 | 1 | 9.8 | 1.5205 | --- | 724.5969 | 805.1076
662492555002 | Firestop Radiation Shield | 6DT-FRS | 810000121 | 1 | 6.88 | 1.5205 | 36 | 130.9585 | 145.5094
662492716601 | Attic Insulation Shield | 6DT-IS | 810000122 | 1 | 6.58 | 2.3527 | 18 | 170.787 | 189.7633
662492958391 | 6" Diameter 24" Supp Box w/Ins. Shield | 6DT-CS24IS-2 | 810018500 | 1 | 14.35 | 2.638 |  | 410.5882 | 456.2091
662492958407 | 6" Diameter 36" Supp Box w/Ins. Shield | 6DT-CS36IS-2 | 810018501 | 1 | 18.45 | 3.644 |  | 448.7825 | 498.6472
662492958414 | 6" Diameter 24" Support Box | SDT-SB-2 | 810018502 | 1 | 16.06 | 3.71 |  | 335.2607 | 372.5119
662492958421 | 6" Dia Sup Box 24"Reduced w/Ins Shield | 6DT-CS24RIS-2 | 810018503 | 1 | 12.67 | 1.83 |  | 391.4911 | 434.9901
662492294925 | Roof Radiation Shield | 6DT-RRS | 810000123 | 1 | 3 | 1.1466 | 45 | 183.4622 | 203.8469
662492958520 | 6" Dia Square Radiation Shield Ext. | 6DT-SRSE | 810018519 | 1 | 14.2 | 2.638 |  | 270.344 | 300.3822
662492602805 | Chase Top Flashing | 6DT-CTF | 810000124 | 1 | 2.2 | 0.5729 | 100 | 112.7429 | 125.2699
662492820506 | Storm Collar 5" - 6" | 5DT-SC | 810000043 | 10 | 6 | 0.5729 | 1000 | 31.4656 | 34.9618
662492885147 | 6" & 8" Extended Roof Bracket | 6DT-XRS | 810007990 | 1 | 9.8 | 0.3904 | 66 | 231.2576 | 256.9529
662492292808 | Adjustable Roof Flashing 0/12 - 6/12 | 6DT-F6 | 810000126 | 4 | 10.36 | 5.6523 | 60 | 174.0799 | 193.4221
662492505359 | DSA Roof Flashing | 6DT-F6DSA | 810000127 | 4 | 2.59 | 6.808 | 48 | 242.2819 | 269.2021
662492431207 | Adjustable Roof Flashing 7/12 - 12/12 | 6DT-F12 | 810000128 | 1 | 2.6 | 10 | 8 | 225.5382 | 250.598
662492532874 | DSA Roof Flashing | 6DT-F12DSA | 810000129 | 1 | 2.53 | 4.8792 | 8 | 386.5842 | 429.538
662492600306 | Adjustable Roof Flashing 13/12 - 18/12 | 6DT-F18 | 810000130 | 1 | 10.78 | 6.2293 | 8 | 335.0143 | 372.2381
662492101001 | Adjustable Roof Flashing 19/12 - 24/12 | 6DT-F24 | 810000131 | 1 | 10.12 | 8.1026 | 6 | 456.0679 | 506.7422
662492284100 | Flat Roof Flashing | 6DT-FF | 810000132 | 8 | 10.5 | 7.0511 | 32 | 233.8488 | 259.832
662492129500 | Large Base Adjustable Roof Flashing 0/12 - 6/12 | 6DT-F6L | 810000133 | 1 | 2.59 | 3.321 | 10 | 232.1501 | 257.9446
662492438107 | Large Base Adjustable Roof Flashing 7/12 - 12/12 | 6DT-F12L | 810000134 | 1 | 2.53 | 8.14 | 8 | 308.462 | 342.7355
662492877302 | Chimney Cap | 6DT-VC | 810000135 | 1 | 3.32 | 0.719 | 60 | 190.7013 | 211.8903
662492216408 | Locking Band | 6DT-LB | 810000136 | 24 | 2.88 | 0.6684 | 1728 | 21.5346 | 23.9273
662492477458 | Adjustable Wall Strap - GA | 6DT-WS | 810000137 | 1 | 3 | 0.7209 | 50 | 87.8893 | 97.6548
662492264706 | Adjustable Wall Strap - SS | 6DT-WSSS | 810000138 | 1 | 1.23 | 0.7209 | 50 | 154.2179 | 171.3532
662492886649 | Snow Splitter 6"-10" | 6DT-SP | 810007981 | 1 | 1.25 | 1.6735 | 48 | 254.9271 | 283.2524
662492147283 | Spark Arrestor | 5DT-SA | 810000054 | 1 | 1 | 0.132 | 210 | 38.2151 | 42.4612
662492345207 | Firestop ( not in catalog | 6DT-FS | 810000140 | 1 | 2.32 | 0.416 | 136 | 117.6039 | 130.671
662492131992 | Support Box Rails | 6DT-SBRU | 810007036 | 1 | 1.46 | 0.359 |  | 67.7333 | 75.2592
662492007747 | Chase Air Intake w/ Rodent Guard | 6DT-CAI | 810005052 | 1 | 2.6 | 0.7 | 100 | 268.9197 | 298.7996
7" DIAMETER
662492689707 | 6" Chimney Pipe - GA | 7DT-06 | 810000141 | 1 | 3.36 | 0.3525 | 144 | 216.1818 | 240.202
662492873601 | 6” Chimney Pipe (black) | 7DT-06B | 810000142 | 1 | 3.36 | 0.3242 | 144 | 209.5963 | 232.8848
662492633908 | 6" Chimney Pipe - SS | 7DT-06SS | 810000143 | 1 | 3.24 | 0.3525 | 144 | 308.8398 | 343.1554
662492872307 | 9" Chimney Pipe - GA | 7DT-09 | 810000144 | 1 | 2.26 | 0.5092 | 120 | 296.9614 | 329.9571
662492506400 | 9" Chimney Pipe (black) | 7DT-09B | 810000145 | 1 | 2.26 | 0.5 | 60 | 213.9346 | 237.7051
662492584804 | 9" Chimney Pipe - SS | 7DT-09SS | 810000146 | 1 | 2.26 | 0.5092 | 120 | 218.9262 | 243.2513
662492720103 | 12" Chimney Pipe - GA | 7DT-12 | 810000147 | 1 | 6 | 0.6813 | 100 | 189.0287 | 210.0319
662492191606 | 12" Chimney Pipe (black) | 7DT-12B | 810000148 | 1 | 6 | 0.6294 | 100 | 225.12 | 250.1333
662492721803 | 12" Chimney Pipe - SS | 7DT-12SS | 810000149 | 1 | 5.84 | 0.6813 | 100 | 240.4608 | 267.1787
662492101506 | 18" Chimney Pipe - GA | 7DT-18 | 810000150 | 1 | 8.78 | 1.196 | 80 | 326.6595 | 362.9549
662492343401 | 18" Chimney Pipe - SS | 7DT-18SS | 810000151 | 1 | 8.02 | 1.196 | 80 | 271.9786 | 302.1985
662492732502 | 24" Chimney Pipe - GA | 7DT-24 | 810000152 | 1 | 11.7 | 1.2926 | 60 | 301.85 | 335.3889
662492383902 | 24" Chimney Pipe - GA (CF) | 7DT-24CF | 810000153 | 1 | 11.7 | 1.9718 | 60 | 322.9665 | 358.8516
662492594605 | 24" Chimney Pipe - SS | 7DT-24SS | 810000154 | 1 | 10.12 | 1.2926 | 60 | 328.3501 | 364.8335
662492297206 | 24" Chimney Pipe - SS (CF) | 7DT-24SSCF | 810000155 | 1 | 12 | 1.9718 | 24 | 351.3482 | 390.3869
662492656402 | 36" Chimney Pipe - GA | 7DT-36 | 810000156 | 1 | 16.72 | 1.9194 | 40 | 422.8775 | 469.8639
662492101407 | 36" Chimney Pipe - GA (CF) | 7DT-36CF | 810000157 | 1 | 20.16 | 2.8604 | 40 | 452.5137 | 502.793
662492878101 | 36" Chimney Pipe - SS | 7DT-36SS | 810000158 | 1 | 15.74 | 1.9194 | 40 | 512.4656 | 569.4062
662492795309 | 36" Chimney Pipe - SS (CF) | 7DT-36SSCF | 810000159 | 1 | 18.2 | 2.8604 | 32 | 548.3478 | 609.2753
662492550205 | 48" Chimney Pipe - GA | 7DT-48 | 810000160 | 1 | 21.5 | 2.5461 | 20 | 485.9132 | 539.9036
662492154304 | 48" Chimney Pipe - GA (CF) | 7DT-48CF | 810000161 | 1 | 20.62 | 3.7491 | 20 | 519.9661 | 577.7401
662492418901 | 48" Chimney Pipe - SS | 7DT-48SS | 810000162 | 1 | 20.54 | 2.5461 | 20 | 582.1132 | 646.7924
662492508701 | 48" Chimney Pipe - SS (CF) | 7DT-48SSCF | 810000163 | 1 | 23.44 | 3.7491 | 16 | 622.8564 | 692.0627
662492230015 | 60" Chimney Pipe - GA (CF) | 7DT-60CF | 810000164 | 1 | 26 | 3.7926 | 12 | 552.477 | 613.8634
662492851975 | 60" Chimney Pipe - SS (CF) | 7DT-60SSCF | 810000165 | 1 | 26 | 3.7926 | 12 | 687.042 | 763.38
662492865286 | 15° Elbow Kit - GA (includes 2 Elbows & 1 Elbow Strap) | 7DT-E15K | 810000166 | 1 | 8.2 | 1.1963 | --- | 784.8101 | 872.0112
662492176733 | 15° Elbow Kit - SS (includes 2 Elbows & 1 Elbow Strap) | 7DT-E15KSS | 810000167 | 1 | 19.66 | --- | --- | 934.8204 | 1038.6893
662492231579 | 30° Elbow Kit - GA (includes 2 Elbows & 1 Elbow Strap) | 7DT-E30K | 810000168 | 1 | 4.52 | 1.6735 | 48 | 860.4947 | 956.1052
662492594216 | 30° Elbow Kit - SS (includes 2 Elbows & 1 Elbow Strap) | 7DT-E30KSS | 810000169 | 1 | 2.3 | 1.1963 | 48 | 1179.541 | 1310.6012
662492777107 | Elbow Strap | 7DT-ES | 810000170 | 1 | 3.86 | 0.7346 | 130 | 155.8644 | 173.1826
662492108796 | 5" -7" Adjustable Elbow Support | 5DT-AES | 810007985 | 1 | 2 | 0.4347 |  | 96.3643 | 107.0715
662492958155 | 7" Diameter 11" Square Ceiling Supp Bx | 7DT-CS11-2 | 810018489 | 1 | 9.2 | 1.585 |  | 344.8092 | 383.1214
662492958322 | 7" Diameter 24" Square Ceiling Supp Bx | 7DT-CS24-2 | 810018493 | 1 | 18.84 | 3.718 |  | 381.9425 | 424.3806
662492958360 | 7" Diameter 36" Square Ceiling Supp Bx | 7DT-CS36-2 | 810018497 | 1 | 21 | 4.889 |  | 424.3806 | 471.534
662492958452 | 7" Diameter Round Ceiling Support Box | 7DT-RCS-2 | 810018506 | 1 | 5.93 | 1.521 |  | 206.8855 | 229.8728
662492959497 | 7" Dia. Round Supp Box Square Trim | 7DT-TC-2 | 810018646 | 1 | 2.08 | 0.573 |  | 105.0342 | 116.7047
662492959695 | 7" Dia. Round Supp Box Round Trm | 7DT-TCR-2 | 810018650 | 1 | 2.08 | 0.573 |  | 105.0033 | 116.6703
662492958490 | 7" Diameter Flat Ceiling Support | 7DT-FCS-2 | 810018510 | 1 | 8.432 | 2.353 |  | 228.1046 | 253.4495
662492237731 | 5" & 7" Adjustable Roof Support | 5DT-ARS | 810007991 | 1 | 6.2 | 0.2031 | 250 | 160.6072 | 178.4525
662492517901 | Trim Collar for Roof Support 0/12 - 3/12 | 7DT-RSTC3 | 810000179 | 1 | 2.62 | 0.5729 | 100 | 132.6572 | 147.3969
662492881804 | Trim Collar for Roof Support 4/12 - 6/12 | 7DT-RSTC6 | 810000180 | 1 | 2.58 | 0.5729 | 100 | 132.6572 | 147.3969
662492879900 | Trim Collar for Roof Support 7/12 - 9/12 | 7DT-RSTC9 | 810000181 | 1 | 2.58 | 0.5729 | 100 | 132.6572 | 147.3969
662492589908 | Trim Collar for Roof Support 10/12 - 12/12 | 7DT-RSTC12 | 810000182 | 1 | 2.54 | 0.5729 | 100 | 132.6572 | 147.3969
662492634004 | Wall Thimble | 7DT-WT | 810000183 | 1 | 6.67 | 1.6538 | 30 | 339.7258 | 377.4731
662492927694 | Insulated Wall Thimble | 7DT-IWT | 810014832 | 1 | 8.8 | 1.54 | 30 | 399.8961 | 444.329
662492151273 | Adjustable Tee Support Bracket - GA | 7DT-TSB | 810000184 | 1 | 14.7 | 0.4942 | 50 | 265.3667 | 294.8519
662492317808 | Adjustable Tee Support Bracket - SS | 7DT-TSBSS | 810000185 | 1 | 14.7 | 0.7209 | 50 | 550.6999 | 611.8888
662492437414 | 5" & 7" Adjustable Re-Support | 5DT-RES | 810007999 | 1 | 7.32 | 0.7209 |  | 141.3217 | 157.0241
662492561324 | 5" & 7" Adjustable Wall Support | 5DT-AWS | 810007987 | 1 | 1.84 | 0.4347 |  | 102.7929 | 114.2143
662492723494 | 5" & 7" Adjustable Wall Support - SS | 5DT-AWS-SS | 810008010 | 1 | 2.65 | 0.435 |  | 147.7502 | 164.1669
662492270752 | 5" & 7" Extended Wall Support | 5DT-XWS | 810007997 | 1 | 9.34 | 1.3333 |  | 237.6861 | 264.0956
662492902226 | 5" & 7" Extended Wall Support - SS | 5DT-XWS-SS | 810009962 | 1 | 9.5 | 1.33 |  | 385.4363 | 428.2626
662492758892 | Standard Tee w/Cap GA | 7DT-ST | 810000186 | 1 | 8 | 1.19 | 48 | 555.9279 | 617.6977
662492595046 | Standard Tee w/Cap SS | 7DT-STSS | 810000187 | 1 | 8 | 1 | 48 | 738.0115 | 820.0127
662492190098 | 7" Diameter Tee Cap | 7DT-TCO | 810009366 | 1 | 2.44 |  |  | 130.6778 | 145.1976
662492297407 | Finishing Collar w/adapter | 7DT-FC | 810000188 | 1 | 1.48 | 0.2837 | 240 | 142.0675 | 157.8528
662492481509 | Anchor Plate | 7DT-AP | 810000189 | 1 | 2.52 | 0.3342 | 108 | 170.787 | 189.7633
662492323908 | Firestop Radiation Shield | 7DT-FRS | 810000190 | 1 | 7.22 | 1.8557 | 30 | 203.8396 | 226.4884
662492810804 | Attic Insulation Shield | 7DT-IS | 810000191 | 1 | 7 | 3.4687 | 12 | 216.1818 | 240.202
662492773178 | Roof Radiation Shield | 7DT-RRS | 810000192 | 1 | 5 | 3.8648 | --- | 183.4621 | 203.8468
662492958537 | 7" Dia Square Radiation Shield Ext. | 7DT-SRSE | 810018520 | 1 | 18.84 | 3.718 |  | 291.7617 | 324.1796
662492722800 | Chase Top Flashing | 7DT-CTF | 810000193 | 1 | 2.3 | 0.5729 | 100 | 135.8863 | 150.9848
662492294109 | Storm Collar 7" - 8" | 7DT-SC | 810000194 | 10 | 7 | 0.345 | 500 | 34.7666 | 38.6296
662492877913 | 5" & 7" Extended Roof Bracket | 5DT-XRS | 810007989 | 1 | 9.71 | 0.3904 | 66 | 231.2576 | 256.9529
662492618509 | Adjustable Roof Flashing 0/12 - 6/12 | 7DT-F6 | 810000196 | 4 | 12 | 6.2549 | 12 | 199.0119 | 221.1244
662492883006 | Adjustable Roof Flashing 7/12 - 12/12 | 7DT-F12 | 810000197 | 1 | 7 | 9.6767 | --- | 260.4012 | 289.3346
662492428702 | Adjustable Roof Flashing 13/12 - 18/12 | 7DT-F18 | 810000198 | 1 | 12.3 | 8.3579 | --- | 384.7477 | 427.4975
662492474808 | Adjustable Roof Flashing 19/12 - 24/12 | 7DT-F24 | 810000199 | 1 | 15.14 | 10.8911 | 8 | 517.4311 | 574.9234
662492177105 | Flat Roof Flashing | 7DT-FF | 810000200 | 4 | 10.08 | 7.0511 | 32 | 270.306 | 300.34
662492578209 | Large Base Adjustable Roof Flashing 0/12 - 6/12 | 7DT-F6L | 810000201 | 1 | 6.48 | 6.2549 | --- | 270.306 | 300.34
662492442005 | Chimney Cap | 7DT-VC | 810000203 | 1 | 5.12 | 1.4355 | 36 | 260.4012 | 289.3346
662492713006 | Locking Band | 7DT-LB | 810000204 | 24 | 5.28 | 1.062 | 864 | 23.2072 | 25.7857
662492498729 | Adjustable Wall Strap - GA | 7DT-WS | 810000205 | 1 | 1.9 | 0.7209 | 50 | 96.1739 | 106.8598
662492494103 | Adjustable Wall Strap - SS | 7DT-WSSS | 810000206 | 1 | 1.8 | 0.7209 | 50 | 159.497 | 177.2189
662492147283 | Spark Arrestor | 5DT-SA | 810000054 | 1 | 3.3 | 0.1 | 210 | 38.2151 | 42.4612
662492122204 | Firestop ( not in catalog) | 7DT-FS | 810000207 | 1 | 2.32 | 0.416 | 120 | 130.671 | 145.19
662492380901 | Base Tee ( not in catalog) | 7DT-BT | 810000208 | 1 | 5.5 | 1.2162 | 40 | 170.787 | 189.7633
8" DIAMETER
662492292204 | 6" Chimney Pipe - GA | 8DT-06 | 810000209 | 1 | 3.76 | 0.4876 | 80 | 127.6656 | 141.8506
662492298800 | 6” Chimney Pipe (black) | 8DT-06B | 810000210 | 1 | 3.76 | 0.4876 | 80 | 210.4065 | 233.785
662492525302 | 6" Chimney Pipe - SS | 8DT-06SS | 810000211 | 1 | 3.52 | 0.4876 | 80 | 233.8488 | 259.832
662492602904 | 9" Chimney Pipe - GA | 8DT-09 | 810000212 | 1 | 2.26 | 0.6436 | 112 | 160.8299 | 178.6999
662492399606 | 9" Chimney Pipe (black) | 8DT-09B | 810000213 | 1 | 2.26 | 0.6436 | 112 | 217.2013 | 241.3348
662492467602 | 9" Chimney Pipe - SS | 8DT-09SS | 810000214 | 1 | 2.26 | 0.6436 | --- | 253.5531 | 281.7256
662492815106 | 12" Chimney Pipe - GA | 8DT-12 | 810000215 | 1 | 6.32 | 0.8134 | 48 | 194.0203 | 215.5781
662492583807 | 12" Chimney Pipe (black) | 8DT-12B | 810000216 | 1 | 7.26 | 0.8134 | 48 | 262.0215 | 291.135
662492246306 | 12" Chimney Pipe - SS | 8DT-12SS | 810000217 | 1 | 6.8 | 0.8134 | 48 | 293.5132 | 326.1258
662492827109 | 18" Chimney Pipe - GA | 8DT-18 | 810000218 | 1 | 11.1 | 1.1962 | 48 | 243.7537 | 270.8374
662492836507 | 18" Chimney Pipe - SS | 8DT-18SS | 810000219 | 1 | 9.36 | 1.1962 | 48 | 320.0394 | 355.5994
662492602706 | 24" Chimney Pipe - GA | 8DT-24 | 810000220 | 1 | 12.58 | 1.5791 | 32 | 315.0739 | 350.0821
662492598504 | 24" Chimney Pipe - GA (CF) | 8DT-24CF | 810000221 | 1 | 13.14 | 2.3358 | 36 | 337.1312 | 374.5902
662492795606 | 24" Chimney Pipe - SS | 8DT-24SS | 810000222 | 1 | 11.7 | 1.5791 | 32 | 379.7561 | 421.9512
662492663202 | 24" Chimney Pipe - SS (CF) | 8DT-24SSCF | 810000223 | 1 | 13.16 | 2.3358 | 36 | 406.3346 | 451.4828
662492161500 | 36" Chimney Pipe - GA | 8DT-36 | 810000224 | 1 | 18.62 | 2.3447 | 16 | 452.7489 | 503.0543
662492672105 | 36" Chimney Pipe - GA (CF) | 8DT-36CF | 810000225 | 1 | 20.52 | 3.3995 | 9 | 484.4758 | 538.3065
662492458907 | 36" Chimney Pipe - SS | 8DT-36SS | 810000226 | 1 | 17.56 | 2.3447 | 16 | 600.3549 | 667.061
662492281802 | 36" Chimney Pipe - SS (CF) | 8DT-36SSCF | 810000227 | 1 | 19.56 | 3.3995 | 9 | 642.3787 | 713.7541
662492336007 | 48" Chimney Pipe - GA | 8DT-48 | 810000228 | 1 | 25.16 | 3.1103 | 16 | 520.724 | 578.5822
662492429907 | 48" Chimney Pipe - GA (CF) | 8DT-48CF | 810000229 | 1 | 27.14 | 4.4632 | 12 | 557.1812 | 619.0902
662492668108 | 48" Chimney Pipe - SS | 8DT-48SS | 810000230 | 1 | 25 | 3.1103 | 16 | 683.2787 | 759.1986
662492839003 | 48" Chimney Pipe - SS (CF) | 8DT-48SSCF | 810000231 | 1 | 27.14 | 4.4632 | 12 | 731.1043 | 812.3381
662492276341 | 60" Chimney Pipe - GA (CF) | 8DT-60CF | 810000232 | 1 | 25.16 | 5.4502 | 12 | 591.8874 | 657.6527
662492524398 | 60" Chimney Pipe - SS (CF) | 8DT-60SSCF | 810000233 | 1 | 27.14 | 5.4502 | 12 | 765.0526 | 850.0585
662492706169 | Adjustable Pipe 14"-21" | 8DT-21TASS | 810000234 | 1 | 13.72 | 1.89 | 32 | 554.7354 | 616.3727
662492502877 | 15° Elbow Kit - GA (includes 2 Elbows & 1 Elbow Strap) | 8DT-E15K | 810000235 | 1 | 10.38 | 1.6734 | 26 | 808.4877 | 898.3196
662492793190 | 15° Elbow Kit - SS (includes 2 Elbows & 1 Elbow Strap) | 8DT-E15KSS | 810000236 | 1 | 10.38 | 1.6734 | 26 | 1025.7413 | 1139.7125
662492161258 | 30° Elbow Kit - GA (includes 2 Elbows & 1 Elbow Strap) | 8DT-E30K | 810000237 | 1 | 9.48 | 1.6734 | 26 | 922.3021 | 1024.7801
662492353219 | 30° Elbow Kit - SS (includes 2 Elbows & 1 Elbow Strap) | 8DT-E30KSS | 810000238 | 1 | 9.48 | 1.6734 | 26 | 1265.5748 | 1406.1943
662492662304 | Elbow Strap | 8DT-ES | 810000239 | 1 | 2.37 | 1.093 | 60 | 162.5286 | 180.5873
662492877180 | 6" & 8" Adjustable Elbow Support | 6DT-AES | 810007986 | 1 | 1.59 | 0.4347 | 130 | 96.3643 | 107.0715
662492958162 | 8" Diameter 11" Square Ceiling Supp Bx | 8DT-CS11-2 | 810018490 | 1 | 9.84 | 1.826 |  | 360.7235 | 400.8039
662492958339 | 8" Diameter 24" Square Ceiling Supp Bx | 8DT-CS24-2 | 810018494 | 1 | 14.9 | 3.718 |  | 402.1006 | 446.7785
662492958377 | 8" Diameter 36" Square Ceiling Supp Bx | 8DT-CS36-2 | 810018498 | 1 | 21 | 4.889 |  | 447.7215 | 497.4684
662492958469 | 8" Diameter Round Ceiling Support Box | 8DT-RCS-2 | 810018507 | 1 | 5.35 | 1.376 |  | 222.7998 | 247.5554
662492959503 | 8" Dia. Round Supp Box Square Trim | 8DT-TC-2 | 810018647 | 1 | 2.08 | 0.573 |  | 107.1561 | 119.0623
662492959701 | 8" Dia. Round Supp Box Round Trm | 8DT-TCR-2 | 810018651 | 1 | 2.08 | 0.573 |  | 107.1561 | 119.0623
662492958506 | 8" Diameter Flat Ceiling Support | 8DT-FCS-2 | 810018511 | 1 | 9.047 | 2.903 |  | 231.2874 | 256.986
662492331484 | 6" & 8" Adjustable Roof Support | 6DT-ARS | 810007992 | 1 | 5.4 | 0.2031 | 240 | 160.6072 | 178.4525
662492532904 | Trim Collar for Roof Support 0/12 - 3/12 | 8DT-RSTC3 | 810000246 | 1 | 2.28 | 0.5729 | 100 | 134.3037 | 149.2263
662492338100 | Trim Collar for Roof Support 4/12 - 6/12 | 8DT-RSTC6 | 810000247 | 1 | 2.26 | 0.5729 | 100 | 134.3037 | 149.2263
662492273203 | Trim Collar for Roof Support 7/12 - 9/12 | 8DT-RSTC9 | 810000248 | 1 | 2.24 | 0.5729 | 100 | 134.3037 | 149.2263
662492763704 | Trim Collar for Roof Support 10/12 - 12/12 | 8DT-RSTC12 | 810000249 | 1 | 2.2 | 0.5729 | 100 | 134.3037 | 149.2263
662492620908 | Wall Thimble | 8DT-WT | 810000250 | 1 | 6.92 | 1.5468 | 48 | 213.8823 | 237.647
662492927700 | Insulated Wall Thimble | 8DT-IWT | 810014833 | 1 | 9.78 | 1.5 | 48 | 250.602 | 278.4467
662492724309 | Wall Thimble Exterior Trim - SS | 8DT-WTSS | 810000251 | 1 | 2.29 | 0.5729 | 100 | 105.3853 | 117.0948
662492309391 | Adjustable Tee Support Bracket - GA | 8DT-TSB | 810000252 | 1 | 12.94 | 0.7209 | 50 | 308.462 | 342.7355
662492127605 | Adjustable Tee Support Bracket - SS | 8DT-TSBSS | 810000253 | 1 | 12.6 | 0.7209 | 50 | 606.993 | 674.4366
662492645673 | 6" & 8" Adjustable Re-Support | 6DT-RES | 810008000 | 1 | 7.56 | 0.7209 |  | 141.3217 | 157.0241
662492125915 | 6" & 8" Adjustable Wall Strap | 6DT-AWS | 810007988 | 1 | 2.2 | 0.4347 | 130 | 102.7929 | 114.2143
662492483596 | 6" & *' Adjustable Wall Support - SS | 6DT-AWS-SS | 810008012 | 1 | 2.71 | 0.4347 | 130 | 147.7502 | 164.1669
662492367131 | 6" & 8" Extended Wall Support | 6DT-XWS | 810007998 | 1 | 9.58 | 1.333 | 40 | 237.6861 | 264.0956
662492902233 | 6" & 8" Extended Wall Support - SS | 6DT-XWS-SS | 810009963 | 1 | 9.58 | 1.3 |  | 385.4363 | 428.2626
662492754740 | Standard Tee w/Cap GA | 8DT-ST | 810000254 | 1 | 11 |  | 39 | 597.0755 | 663.4172
662492812334 | Standard Tee w/Cap SS | 8DT-STSS | 810000255 | 1 | 11 |  | 39 | 834.213 | 926.9033
662492416426 | 8" Diameter Tee Cap | 8DT-TCO | 810004410 | 1 | 2.88 |  |  | 134.8932 | 149.8814
662492302316 | Finishing Collar w/adapter | 8DT-FC | 810000256 | 1 | 1.58 | 0.2447 | 180 | 117.4912 | 130.5457
662492317204 | Anchor Plate | 8DT-AP | 810000257 | 1 | 2.52 | 0.3342 | 108 | 190.7013 | 211.8903
662492299302 | Transition Anchor Plate 14" x 17" | 8DT-AP14x17 | 810000258 | 1 | 11.75 | 1.5205 | --- | 738.0298 | 820.0332
662492598207 | Transition Anchor Plate 17" x 17" | 8DT-AP17x17 | 810000259 | 1 | 11.75 | 1.5205 | 36 | 744.6418 | 827.3798
662492276907 | Transition Anchor Plate 13" x 21" | 8DT-AP13x21 | 810000260 | 1 | 11.75 | 0.451 | --- | 741.3489 | 823.721
662492163009 | Transition Anchor Plate 17" x 21" | 8DT-AP17x21 | 810000261 | 1 | 11.75 | 0.451 | --- | 747.987 | 831.0966
662492215104 | Firestop Radiation Shield | 8DT-FRS | 810000262 | 1 | 7.72 | 1.989 | 24 | 164.1751 | 182.4167
662492186602 | Attic Insulation Shield | 8DT-IS | 810000263 | 1 | 7.8 | 3.4687 | 24 | 228.8311 | 254.2567
662492763353 | Roof Radiation Shield | 8DT-RRS | 810000264 | 1 | 5 | 3.8648 | 20 | 183.4621 | 203.8468
662492958544 | 8" Dia Square Radiation Shield Ext. | 8DT-SRSE | 810018521 | 1 | 14.9 | 3.718 |  | 302.3712 | 335.968
662492414408 | Chase Top Flashing | 8DT-CTF | 810000265 | 1 | 2.3 | 0.5729 | 100 | 121.0275 | 134.475
662492294109 | Storm Collar 7" - 8" | 7DT-SC | 810000194 | 10 | 7 | 0.345 | 500 | 34.7846 | 38.6496
662492885147 | 6" & 8" Extended Roof Bracket | 6DT-XRS | 810007990 | 1 | 9.8 | 0.3904 | 66 | 231.2576 | 256.9529
662492861905 | Adjustable Roof Flashing 0/12 - 6/12 | 8DT-F6 | 810000267 | 4 | 26.6 | 6.2549 | 48 | 217.2013 | 241.3348
662492886557 | DSA Roof Flashing | 8DT-F6DSA | 810000268 | 4 | 6.65 | 1.7 | 32 | 296.7123 | 329.6804
662492382202 | Adjustable Roof Flashing 7/12 - 12/12 | 8DT-F12 | 810000269 | 1 | 6.48 | 6.5005 | 8 | 281.9358 | 313.262
662492236638 | DSA Roof Flashing | 8DT-F12DSA | 810000270 | 1 | 6.48 | 6.7 | 12 | 432.8596 | 480.9551
662492259603 | Adjustable Roof Flashing 13/12 - 18/12 | 8DT-F18 | 810000271 | 1 | 12.46 | 8.3579 | --- | 437.8001 | 486.4446
662492404904 | Adjustable Roof Flashing 19/12 - 24/12 | 8DT-F24 | 810000272 | 1 | 15.52 | 10.8911 | --- | 766.2548 | 851.3942
662492557600 | Flat Roof Flashing | 8DT-FF | 810000273 | 4 | 11.5 | 7.0511 | 32 | 283.5822 | 315.0914
662492853900 | Large Base Adjustable Roof Flashing 0/12 - 6/12 | 8DT-F6L | 810000274 | 1 | 6.65 | 6.2549 | --- | 306.8155 | 340.9061
662492157206 | Large Base Adjustable Roof Flashing 7/12 - 12/12 | 8DT-F12L | 810000275 | 1 | 10.4 | 8.14 | --- | 401.3429 | 445.9366
662492487709 | Chimney Cap | 8DT-VC | 810000276 | 1 | 4.9 | 1.4355 | 36 | 341.6263 | 379.5848
662492414606 | Locking Band | 8DT-LB | 810000277 | 24 | 3.84 | 0.6684 | 1080 | 24.8536 | 27.6151
662492515570 | Adjustable Wall Strap - GA | 8DT-WS | 810000278 | 1 | 2.21 | 0.7209 | 50 | 114.3894 | 127.0993
662492279700 | Adjustable Wall Strap - SS | 8DT-WSSS | 810000279 | 1 | 2.21 | 0.7209 | 50 | 164.1751 | 182.4167
662492147283 | Spark Arrestor | 5DT-SA | 810000054 | 1 | 3.3 | 0.13 | 210 | 38.2151 | 42.4612
662492598108 | Firestop ( not in catalog) | 8DT-FS | 810000280 | 1 | 2.53 | 0.42 | 120 | 143.73 | 159.7
662492834008 | Base Tee ( not in catalog) | 8DT-BT | 810000281 | 1 | 6.74 | 2.1054 | --- | 197.3132 | 219.2369
(CF) Designation indicates additional protective carton foam for shipping.

## DIKAPT
UPC-A Listing | Description | Order # | Stock # | Pcs/ Ctn | Lbs/ Ctn | Cube | Plt Qty | M.A.P. | 05/12/2025 MSRP (ea.)
0.8
053713474828 | 5'' DIKAPT CAP ANTI-DOWNDRAFT | 5DK | 195802 | 1 | 7 |  |  | 471.534 | 589.4175
053713475016 | 6" DIKAPT CAP ANTI-DOWNDRAFT | 6DK | 196802 | 1 | 6.95 |  |  | 501.7122 | 627.1402
053713475207 | 7" DIKAPT CAP ANTI-DOWNDRAFT | 7DK | 197802 | 1 | 8 |  |  | 534.7196 | 668.3994
053713475375 | 8" DIKAPT CAP ANTI-DOWNDRAFT | 8DK | 198802 | 1 | 8 |  |  | 565.8408 | 707.301
53713035289 | 10'' DIKAPT CAP ANTI-DOWNDRAFT | 10DK | 1910802 | 1 | 8.3 |  |  | 714.168 | 892.71

## 10"-16" DuraTech LDC
DURATECH LDC CHIMNEY 10" - 16" (LARGE DIAMETER)
| UPC-A Listing | Description | Order # | Stock # | Pcs/ Ctn | Lbs/ Ctn | Cube | Plt Qty | MAP | 05/12/2025 MSRP (ea.)
0.9
10" DIAMETER
| 662492472606 | 6" Chimney Pipe - GA | 10DT-06 | 810000282 | 1 | 6.25 | 0.932 | 60 | 312.565 | 347.2945
| 662492457702 | 12" Chimney Pipe - GA | 10DT-12 | 810000283 | 1 | 10 | 1.3507 | 60 | 345.1805 | 383.5339
| 662492629208 | 12" Chimney Pipe - SS | 10DT-12SS | 810000284 | 1 | 11.64 | 1.3507 | 60 | 366.9242 | 407.6935
| 662492383001 | 18" Chimney Pipe - GA | 10DT-18 | 810000285 | 1 | 15.54 | 2.7384 | 27 | 421.2833 | 468.0926
| 662492657300 | 18" Chimney Pipe - SS | 10DT-18SS | 810000286 | 1 | 17 | 3.4284 | 24 | 679.4517 | 754.9463
| 662492320402 | 24" Chimney Pipe - GA | 10DT-24 | 810000287 | 1 | 18.86 | 2.2492 | 36 | 543.5914 | 603.9904
| 662492700822 | 24" Chimney Pipe - GA (CF) | 10DT-24CF | 810000288 | 1 | 19.88 | 3.8518 | 12 | 570.771 | 634.19
| 662492797501 | 24" Chimney Pipe - SS | 10DT-24SS | 810000289 | 1 | 19.88 | 2.2492 | 18 | 597.9505 | 664.3895
| 662492871102 | 36" Chimney Pipe - GA | 10DT-36 | 810000290 | 1 | 29.64 | 4.1092 | 24 | 733.8484 | 815.3871
| 662492755990 | 36" Chimney Pipe - GA (CF) | 10DT-36CF | 810000291 | 1 | 29.64 | 5.6296 | 12 | 761.0279 | 845.5866
| 662492472408 | 36" Chimney Pipe - SS | 10DT-36SS | 810000292 | 1 | 27.18 | 4.192 | 18 | 842.5667 | 936.1852
| 662492283905 | 15° Elbow - GA | 10DT-E15 | 810000293 | 1 | 12.48 | 2.3662 | 18 | 652.3097 | 724.7885
| 662492337370 | 15° Elbow - SS | 10DT-E15SS | 810000294 | 1 | 12.48 | 2.3662 | --- | 926.5397 | 1029.4886
| 662492515303 | 30° Elbow - GA | 10DT-E30 | 810000295 | 1 | 12.48 | 2.3527 | 18 | 679.4892 | 754.988
| 662492263808 | 30° Elbow - SS | 10DT-E30SS | 810000296 | 1 | 12.48 | 2.3662 | 24 | 1389.8096 | 1544.2329
| 662492416105 | Elbow Strap | 10DT-ES | 810000297 | 1 | 2.78 | 0.416 | --- | 238.8032 | 265.3368
| 662492461006 | Round Ceiling Support Box | 10DT-RCS | 810000298 | 1 | 14.86 | 8.6664 | 16 | 1027.3877 | 1141.5419
| 662492660409 | Trim Collar for Round Support Box | 10DT-TCR | 810000299 | 1 | 2.82 | 0.5729 | 100 | 103.2824 | 114.7582
| 662492472309 | Wall Thimble | 10DT-WT | 810000300 | 1 | 13 | 2.729 | 20 | 980.1927 | 1089.103
| 662492834244 | Tee w/Cap - GA | 10DT-T | 810000301 | 1 | 26.64 | 3.959 | --- | 2120.0064 | 2355.5627
| 662492414804 | Tee w/Cap - SS | 10DT-TSS | 810000302 | 1 | 26.64 | 3.6197 | 24 | 2535.8538 | 2817.6154
| 662492538067 | Tee Support Bracket | 10DT-TSB | 810000303 | 1 | 17 | 1.5468 | --- | 434.8731 | 483.1923
| 662492110539 | Finishing Collar | 10DT-FC | 810000304 | 1 | 6 | 0.3342 | --- | 339.7258 | 377.4731
| 662492770306 | Anchor Plate | 10DT-AP | 810000305 | 1 | 4.15 | 0.416 | 84 | 212.0006 | 235.5563
| 662492323274 | Anchor Plate w/Damper | 10DT-APD | 810000306 | 1 | 17 | 1.2339 | --- | 910.5156 | 1011.684
DISCONTINUED available while supplies last | 662492651506 | Firestop Radiation Shield | 10DT-FRS | 810000307 | 1 | 13 | 2.729 | 20 | 679.4517 | 754.9463
| 662492124406 | Attic Insulation Shield | 10DT-IS | 810000308 | 1 | 17 | 8.0869 | --- | 772.1097 | 857.8997
| 662492656907 | Chase Top Flashing | 10DT-CTF | 810000309 | 1 | 7 | 4.5938 | 18 | 339.7258 | 377.4731
| 662492867501 | Extended Roof Bracket | 10DT-XRB | 810000310 | 1 | 15 | 0.2309 | 78 | 372.3601 | 413.7334
| 662492204009 | Storm Collar | 10DT-SC | 810000311 | 1 | 3.72 | 1.3764 | 42 | 73.3848 | 81.5387
DISCONTINUED available while supplies last | 662492463406 | Adjustable Roof Flashing 0/12 - 6/12 | 10DT-F6 | 810000312 | 1 | 6 | --- | --- | 309.8471 | 344.2745
DISCONTINUED available while supplies last | 662492176405 | Flat Roof Flashing | 10DT-FF | 810000313 | 1 | 4 | --- | --- | 258.2059 | 286.8955
| 662492919736 | Chimney Cap | 10DT-VC1 | 810014053 | 1 | 10.46 | 3.1514 | 12 | 611.5411 | 679.4902
| 662492357736 | Wall Strap | 10DT-WS | 810000316 | 1 | 3.1 | 1.8792 | 20 | 175.5203 | 195.0226
DISCONTINUED available while supplies last | 662492390238 | Spark Arrestor 10-14 | 10DT-SA14 | 810000317 | 1 | 1 |  |  | 72.732 | 80.8133
DISCONTINUED available while supplies last | 662492223024 | Spark Arrestor 10-16 Economy Cap | 10DT-SA16 | 810000318 | 1 | 10.4 |  |  | 73.9647 | 82.183
| 662492389294 | Spark Arrestor 16-24 | 10DT-SA24 | 810000319 | 1 | 1 |  |  | 77.0466 | 85.6073
NEW | 662492963500 | 10" DIAMETER VENTILATED FLAT FLASHING | 10DT-FFHT | 810018663 | 1 |  |  |  | 258.209 | 286.8989
NEW | 662492963494 | 10" DIAMETER ROOF RADIATION SHIELD | 10DT-RRSHT | 810018667 | 1 |  |  |  | 294.3 | 327
NEW | 662492963517 | 10" DIAMETER FIRESTOP RADIATION SHIELD | 10DT-FRSHT | 810018671 | 1 |  |  |  | 833.85 | 926.5
NEW | 662492963524 | 10" DIAMETER ADJ FLASHING 0/12-6/12 | 10DT-F6HT | 810018719 | 1 |  |  |  | 309.8489 | 344.2765
12" DIAMETER
| 662492170601 | 6" Chimney Pipe - GA | 12DT-06 | 810000320 | 1 | 6.75 | 0.8626 | 30 | 350.6164 | 389.5738
| 662492601204 | 12" Chimney Pipe - GA | 12DT-12 | 810000321 | 1 | 12.24 | 1.8557 | 30 | 383.2319 | 425.8133
| 662492559703 | 12" Chimney Pipe - SS | 12DT-12SS | 810000322 | 1 | 12.24 | 1.8557 | 30 | 445.4713 | 494.9681
| 662492586105 | 18" Chimney Pipe - GA | 12DT-18 | 810000323 | 1 | 19.4 | 2.9034 | 12 | 489.2322 | 543.5914
| 662492449202 | 18" Chimney Pipe - SS | 12DT-18SS | 810000324 | 1 | 19.4 | 2.9034 | --- | 557.1812 | 619.0902
| 662492400906 | 24" Chimney Pipe - GA | 12DT-24 | 810000325 | 1 | 22.6 | 2.8109 | 18 | 652.3097 | 724.7885
| 662492869314 | 24" Chimney Pipe - GA (CF) | 12DT-24CF | 810000326 | 1 | 23.14 | 3.8518 | --- | 679.4892 | 754.988
| 662492100707 | 24" Chimney Pipe - SS | 12DT-24SS | 810000327 | 1 | 23.14 | 2.8109 | 18 | 706.6688 | 785.1876
| 662492720509 | 36" Chimney Pipe - GA | 12DT-36 | 810000328 | 1 | 33.96 | 4.1913 | 12 | 869.7462 | 966.3847
| 662492855249 | 36" Chimney Pipe - GA (CF) | 12DT-36CF | 810000329 | 1 | 35 | 5.6296 | --- | 896.9258 | 996.5842
| 662492155806 | 36" Chimney Pipe - SS | 12DT-36SS | 810000330 | 1 | 33.16 | 4.1913 | 12 | 1005.6441 | 1117.3823
| 662492307809 | 15° Elbow - GA | 12DT-E15 | 810000331 | 1 | 15.66 | 2.9034 | 12 | 679.4892 | 754.988
| 662492303771 | 15° Elbow - SS | 12DT-E15SS | 810000332 | 1 | 15.66 | 2.9035 | --- | 864.7677 | 960.853
| 662492270806 | 30° Elbow - GA | 12DT-E30 | 810000333 | 1 | 13.98 | 2.9034 | 12 | 706.6688 | 785.1876
| 662492664704 | 30° Elbow - SS | 12DT-E30SS | 810000334 | 1 | 15.66 | 2.9034 | 12 | 1698.6494 | 1887.3883
| 662492667507 | Elbow Strap | 12DT-ES | 810000335 | 1 | 4 | 0.416 | --- | 260.5125 | 289.4584
| 662492691403 | Round Ceiling Support Box | 12DT-RCS | 810000336 | 1 | 15.92 | 8.6664 | 8 | 1698.6292 | 1887.3657
| 662492675106 | Trim Collar for Round Support Box | 12DT-TCR | 810000337 | 1 | 3.08 | 0.5729 | 100 | 111.4362 | 123.818
| 662492874202 | Wall Thimble | 12DT-WT | 810000338 | 1 | 13.68 | 4.7435 | 12 | 690.3611 | 767.0678
| 662492779927 | Tee w/Cap - GA | 12DT-T | 810000339 | 1 | 41 | 14.935 | --- | 2323.8532 | 2582.0591
| 662492186701 | Tee w/Cap - SS | 12DT-TSS | 810000340 | 1 | 41 | 9.0395 | 18 | 2650.008 | 2944.4534
| 662492632529 | Tee Support Bracket | 12DT-TSB | 810000341 | 1 | 11.08 | 1.8792 | --- | 1009.4231 | 1121.5812
| 662492827307 | Anchor Plate | 12DT-AP | 810000342 | 1 | 4.94 | 0.416 | 134 | 231.0263 | 256.6959
| 662492747841 | Anchor Plate w/Damper | 12DT-APD | 810000343 | 1 | 17 | 1.0437 | --- | 992.0543 | 1102.2825
DISCONTINUED available while supplies last | 662492864104 | Firestop Radiation Shield | 12DT-FRS | 810000344 | 1 | 15.72 | 2.729 | 20 | 623.5818 | 692.8687
| 662492691205 | Attic Insulation Shield | 12DT-IS | 810000345 | 1 | 11.78 | 10.6201 | 8 | 623.5818 | 692.8687
| 662492591703 | Chase Top Flashing | 12DT-CTF | 810000346 | 1 | 11.64 | 1.5205 | 54 | 401.4979 | 446.1087
| 662492854303 | Extended Roof Bracket | 12DT-XRB | 810000347 | 1 | 15.24 | 0.2309 | 78 | 372.3601 | 413.7334
DISCONTINUED available while supplies last | 662492265406 | Storm Collar | 12DT-SC | 810000348 | 1 | 6 | 1.3764 | 42 | 78.8208 | 87.5786
DISCONTINUED available while supplies last | 662492495605 | Adjustable Roof Flashing 0/12 - 6/12 | 12DT-F6 | 810000349 | 1 | 7.5 | --- | --- | 326.1548 | 362.3943
| 662492362501 | Flat Roof Flashing | 12DT-FF | 810000350 | 1 | 4.5 | --- | --- | 263.6418 | 292.9354
| 662492919743 | Chimney Cap | 12DT-VC1 | 810014054 | 1 |  |  | 12 | 638.7187 | 709.6875
| 662492902257 | Finishing Collar | 12DT-FC | 810009951 | 1 |  |  |  | 198.1244 | 220.1383
| 662492426524 | Wall Strap | 12DT-WS | 810000353 | 1 | 4.6 | 1.8792 | --- | 213.8106 | 237.5674
NEW | 662492963531 | 12" DIAMETER VENTILATED FLAT FLASHING | 12DT-FFHT | 810018664 |  |  |  |  | 263.6438 | 292.9375
NEW | 662492963548 | 12" DIAMETER ROOF RADIATION SHIELD | 12DT-RRSHT | 810018668 |  |  |  |  | 333.54 | 370.6
NEW | 662492963562 | 12" DIAMETER FIRESTOP RADIATION SHIELD | 12DT-FRSHT | 810018672 |  |  |  |  | 931.95 | 1035.5
NEW | 662492963555 | 12" DIAMETER ADJ FLASHING 0/12-6/12 | 12DT-F6HT | 810018720 |  |  |  |  | 326.1531 | 362.3923
14" DIAMETER
| 662492459607 | 6" Chimney Pipe - GA | 14DT-06 | 810000354 | 1 | 8.6 | 1.9891 | 24 | 505.54 | 561.7111
| 662492882900 | 12" Chimney Pipe - GA | 14DT-12 | 810000355 | 1 | 14.86 | 1.989 | 24 | 516.4118 | 573.7909
| 662492133804 | 12" Chimney Pipe - SS | 14DT-12SS | 810000356 | 1 | 14.86 | 1.989 | 24 | 597.9505 | 664.3895
| 662492505700 | 18" Chimney Pipe - GA | 14DT-18 | 810000357 | 1 | 22 | 3.4687 | 24 | 638.7199 | 709.6888
| 662492813805 | 18" Chimney Pipe - SS | 14DT-18SS | 810000358 | 1 | 21.74 | 3.4687 | 24 | 733.8484 | 815.3871
| 662492335802 | 24" Chimney Pipe - GA | 14DT-24 | 810000359 | 1 | 26.82 | 3.8797 | 12 | 815.3871 | 905.9856
| 662492120200 | 24" Chimney Pipe - SS | 14DT-24SS | 810000360 | 1 | 27.76 | 3.8797 | 12 | 1019.2339 | 1132.4821
| 662492830802 | 36" Chimney Pipe - GA | 14DT-36 | 810000361 | 1 | 39.85 | 5.4074 | 6 | 924.1054 | 1026.7837
| 662492217306 | 36" Chimney Pipe - SS | 14DT-36SS | 810000362 | 1 | 39.25 | 5.4074 | 6 | 1223.0806 | 1358.9785
| 662492790403 | 15° Elbow - GA | 14DT-E15 | 810000363 | 1 | 17.5 | 3.4687 | 24 | 733.8484 | 815.3871
| 662942650370 | 15° Elbow - SS | 14DT-E15SS | 810000364 | 1 | 17.5 | 3.4687 | --- | 1451.5816 | 1612.8685
| 662492250105 | 30° Elbow - GA | 14DT-E30 | 810000365 | 1 | 17.5 | 3.4687 | 24 | 747.4382 | 830.4868
| 662492385708 | 30° Elbow - SS | 14DT-E30SS | 810000366 | 1 | 17.5 | 3.4687 | 24 | 1698.6494 | 1887.3883
| 662492134009 | Elbow Strap | 14DT-ES | 810000367 | 1 | 3 | 0.416 | --- | 282.2219 | 313.5799
| 662492852101 | Round Ceiling Support Box | 14DT-RCS | 810000368 | 1 | 17.95 | 9.0395 | 6 | 1209.4908 | 1343.8787
| 662492541103 | Trim Collar for Round Support Box | 14DT-TCSB | 810000369 | 1 | 2.3 | 0.645 | 100 | 116.8721 | 129.8579
| 662492272404 | Wall Thimble | 14DT-WT | 810000370 | 1 | 27 | 9.0395 | 6 | 733.8484 | 815.3871
| 662492613566 | Tee w/Cap - GA | 14DT-T | 810000371 | 1 | 50 | 14.935 | --- | 2582.0591 | 2868.9546
| 662492137000 | Tee w/Cap - SS | 14DT-TSS | 810000372 | 1 | 50 | 14.935 | --- | 2864.7266 | 3183.0296
| 662492494738 | Tee Support Bracket | 14DT-TSB | 810000373 | 1 | 22 | 2.729 | 20 | 478.3604 | 531.5116
| 662492116500 | Anchor Plate | 14DT-AP | 810000374 | 1 | 5.52 | 0.5729 | 100 | 369.6421 | 410.7135
| 662492296110 | Anchor Plate w/Damper | 14DT-APD | 810000375 | 1 | 17 | 1.5468 | 20 | 1019.2339 | 1132.4821
DISCONTINUED available while supplies last | 662492527504 | Firestop Radiation Shield | 14DT-FRS | 810000376 | 1 | 17.3 | 4.7435 | 12 | 833.8817 | 926.5352
| 662492842508 | Attic Insulation Shield | 14DT-IS | 810000377 | 1 | 13 | 8.6664 | 8 | 1050.0635 | 1166.7372
| 662492307700 | Chase Top Flashing | 14DT-CTF | 810000378 | 1 | 8.04 | 5.424 | 27 | 333.2266 | 370.2517
| 662492193105 | Extended Roof Bracket | 14DT-XRB | 810000379 | 1 | 15.06 | 0.2309 | 78 | 372.3601 | 413.7334
| 662492405307 | Storm Collar | 14DT-SC | 810000380 | 1 | 5.16 | 1.3764 | 42 | 84.2567 | 93.6185
DISCONTINUED available while supplies last | 662492309605 | Adjustable Roof Flashing 0/12 - 6/12 | 14DT-F6 | 810000381 | 1 | 8 | --- | --- | 494.6682 | 549.6313
DISCONTINUED available while supplies last | 662492743805 | Flat Roof Flashing | 14DT-FF | 810000382 | 1 | 5 | --- | --- | 451.1809 | 501.3121
| 662492919750 | Chimney Cap | 14DT-VC1 | 810014055 | 1 | 13.84 | 4.3863 | 12 | 733.8484 | 815.3871
| 662492902264 | Finishing Collar | 14DT-FC | 810009952 | 1 |  |  |  | 227.6323 | 252.9248
| 662492779286 | Wall Strap | 14DT-WS | 810000385 | 1 | 5.5 | 2.9 | --- | 308.8398 | 343.1554
NEW | 662492963579 | 14" DIAMETER VENTILATED FLAT FLASHING | 14DT-FFHT | 810018665 |  |  |  |  | 451.1815 | 501.3128
NEW | 662492963586 | 14" DIAMETER ROOF RADIATION SHIELD | 14DT-RRSHT | 810018669 |  |  |  |  | 372.78 | 414.2
NEW | 662492963593 | 14" DIAMETER FIRESTOP RADIATION SHIELD | 14DT-FRSHT | 810018673 |  |  |  |  | 1030.05 | 1144.5
NEW | 662492963609 | 14" DIAMETER ADJ FLASHING 0/12-6/12 | 14DT-F6HT | 810018721 |  |  |  |  | 494.6693 | 549.6325
16" DIAMETER
| 662492315804 | 6" Chimney Pipe - GA | 16DT-06 | 810000386 | 1 | 15.5 | 2.3437 | 30 | 614.2583 | 682.5092
| 662492869307 | 12" Chimney Pipe - GA | 16DT-12 | 810000387 | 1 | 15.94 | 2.3437 | 30 | 638.7199 | 709.6888
| 662492218709 | 12" Chimney Pipe - SS | 16DT-12SS | 810000388 | 1 | 17.04 | 2.3437 | 30 | 733.8484 | 815.3871
| 662492237403 | 18" Chimney Pipe - GA | 16DT-18 | 810000389 | 1 | 23.04 | 3.4687 | 24 | 706.6688 | 785.1876
| 662492104903 | 18" Chimney Pipe - SS | 16DT-18SS | 810000390 | 1 | 23.04 | 3.4687 | 24 | 1235.3796 | 1372.644
| 662492110409 | 24" Chimney Pipe - GA | 16DT-24 | 810000391 | 1 | 29.56 | 4.5937 | 18 | 869.7462 | 966.3847
| 662492343005 | 24" Chimney Pipe - SS | 16DT-24SS | 810000392 | 1 | 30.3 | 4.5937 | 18 | 1235.3796 | 1372.644
| 662492615706 | 36" Chimney Pipe - GA | 16DT-36 | 810000393 | 1 | 42.74 | 7.2292 | 8 | 978.4645 | 1087.1828
| 662492476406 | 36" Chimney Pipe - SS | 16DT-36SS | 810000394 | 1 | 45.94 | 7.2292 | 8 | 1467.6967 | 1630.7742
| 662492503409 | 15° Elbow - GA | 16DT-E15 | 810000395 | 1 | 19.4 | 5.0148 | 16 | 815.3871 | 905.9856
| 662492716144 | 15° Elbow - SS | 16DT-E15SS | 810000396 | 1 | 19.4 | 5.0148 | 16 | 1543.3651 | 1714.8501
| 662492271001 | 30° Elbow - GA | 16DT-E30 | 810000397 | 1 | 18.84 | 5.0148 | 16 | 842.5667 | 936.1852
| 662492411209 | 30° Elbow - SS | 16DT-E30SS | 810000398 | 1 | 19.4 | 5.0148 | 16 | 1853.0795 | 2058.9772
| 662492190401 | Elbow Strap | 16DT-ES | 810000399 | 1 | 3.14 | 0.416 | --- | 303.9313 | 337.7014
| 662492680803 | Round Ceiling Support Box | 16DT-RCS | 810000400 | 1 | 33.5 | --- | 12 | 1282.8757 | 1425.4174
| 662492793305 | Trim Collar for Round Support Box | 16DT-TCSB | 810000401 | 1 | 6.59 | 0.808 | 100 | 122.3081 | 135.8978
| 662492749104 | Wall Thimble | 16DT-WT | 810000402 | 1 | 19.02 | 9.0395 | 12 | 766.4639 | 851.6265
| 662492404515 | Tee w/Cap - GA | 16DT-T | 810000403 | 1 | 50.4 | 14.935 | --- | 2745.1365 | 3050.1517
| 662492100806 | Tee w/Cap - SS | 16DT-TSS | 810000404 | 1 | 50.4 | 14.935 | --- | 3071.2913 | 3412.5459
| 662492551950 | Tee Support Bracket | 16DT-TSB | 810000405 | 1 | 12.96 | 4.3863 | --- | 508.2579 | 564.7311
| 662492380109 | Anchor Plate | 16DT-AP | 810000406 | 1 | 7.4 | 0.5729 | 100 | 396.8217 | 440.913
| 662492752548 | Anchor Plate w/Damper | 16DT-APD | 810000407 | 1 | 17 | 2.729 | --- | 1087.1828 | 1207.9809
DISCONTINUED available while supplies last | 662492598801 | Firestop Radiation Shield | 16DT-FRS | 810000408 | 1 | 20 | 4.7435 | 12 | 864.7677 | 960.853
| 662492474303 | Attic Insulation Shield | 16DT-IS | 810000409 | 1 | 15.56 | 9.0395 | 18 | 641.4319 | 712.7021
| 662492657904 | Chase Top Flashing | 16DT-CTF | 810000410 | 1 | 10.9 | 10.6201 | --- | 264.8544 | 294.2827
| 662492233405 | Extended Roof Bracket | 16DT-XRB | 810000411 | 1 | 15.25 | 0.2309 | 78 | 372.3601 | 413.7334
DISCONTINUED available while supplies last | 662492264300 | Storm Collar | 16DT-SC | 810000412 | 1 | 4.26 | 1.3764 | 42 | 89.6926 | 99.6584
DISCONTINUED available while supplies last | 662492632000 | Adjustable Roof Flashing 0/12 - 6/12 | 16DT-F12 | 810000413 | 1 | 10 | --- | --- | 513.6939 | 570.771
DISCONTINUED available while supplies last | 662492724903 | Flat Roof Flashing | 16DT-FF | 810000414 | 1 | 6 | --- | --- | 462.0527 | 513.3919
| 662492919767 | Chimney Cap | 16DT-VC1 | 810014056 | 1 | 13.7 | 4.3863 | 8 | 896.9258 | 996.5842
| 662492902271 | Finishing Collar | 16DT-FC | 810009953 | 1 |  |  |  | 261.3556 | 290.3951
| 662492710739 | Wall Strap | 16DT-WS | 810000417 | 1 | 6.2 | 4.7435 | --- | 206.2391 | 229.1546
NEW | 662492963616 | 16" DIAMETER VENTILATED FLAT FLASHING | 16DT-FFHT | 810018666 |  |  |  |  | 462.051 | 513.39
NEW | 662492963623 | 16" DIAMETER ROOF RADIATION SHIELD | 16DT-FRSHT | 810018654 |  |  |  |  | 1128.15 | 1253.5
NEW | 662492963630 | 16" DIAMETER FIRESTOP RADIATION SHIELD | 16DT-RRSHT | 810018655 |  |  |  |  | 412.02 | 457.8
NEW | 662492963647 | 16" DIAMETER ADJ FLASHING 0/12-6/12 | 16DT-F12HT | 810018722 |  |  |  |  | 513.6908 | 570.7676
(CF) Designation indicates additional protective carton foam for shipping.

## 18"-24" DuraTech LDC
DURATECH LDC CHIMNEY 18" - 24" (LARGE DIAMETER)
(Built to order; not returnable)
| UPC-A Listing | Description | Order # | Stock # | Pcs/ Ctn | Lbs/ Ctn | Cube | Plt Qty | MAP | 05/12/2025 MSRP (ea.)
0.9
18" DIAMETER
| 662492442333 | 12" Chimney Pipe - GA | 18DT-12 | 810000418 | 1 | 15.94 | 3.964 | --- | 720.2586 | 800.2873
| 662492383063 | 12" Chimney Pipe - SS | 18DT-12SS | 810000419 | 1 | 15.94 | 3.5811 | --- | 831.0676 | 923.4084
| 662492497968 | 18" Chimney Pipe - GA | 18DT-18 | 810000420 | 1 | 23.04 | 5.0148 | --- | 831.0676 | 923.4084
| 662492570999 | 18" Chimney Pipe - SS | 18DT-18SS | 810000421 | 1 | 23.04 | 5.0148 | --- | 955.7277 | 1061.9197
| 662492297247 | 24" Chimney Pipe - GA | 18DT-24 | 810000422 | 1 | 29.56 | 7.3176 | --- | 941.8766 | 1046.5296
| 662492512241 | 24" Chimney Pipe - SS | 18DT-24SS | 810000423 | 1 | 29.56 | 7.3176 | --- | 1080.3879 | 1200.431
| 662492416754 | 36" Chimney Pipe - GA | 18DT-36 | 810000424 | 1 | 42.74 | 10.6201 | --- | 1052.6856 | 1169.6507
| 662492668986 | 36" Chimney Pipe - SS | 18DT-36SS | 810000425 | 1 | 42.74 | 10.6201 | --- | 1205.048 | 1338.9423
| 662492538852 | 15° Elbow - GA | 18DT-E15 | 810000426 | 1 | 19.4 | 10.6201 | --- | 997.2811 | 1108.0901
| 662492696361 | 15° Elbow - SS | 18DT-E15SS | 810000427 | 1 | 19.4 | 10.6201 | --- | 1205.048 | 1338.9423
| 662492194188 | 30° Elbow - GA | 18DT-E30 | 810000428 | 1 | 18.84 | 10.6201 | --- | 1052.6856 | 1169.6507
| 662492105344 | 30° Elbow - SS | 18DT-E30SS | 810000429 | 1 | 18.84 | 10.6201 | --- | 1495.9217 | 1662.1352
| 662492726396 | Elbow Strap | 18DT-ES | 810000430 | 1 | 3.14 | 0.5531 | --- | 199.4562 | 221.618
| 662492618295 | Anchor Plate | 18DT-AP | 810000431 | 1 | 7.4 | 3.1514 | --- | 432.1552 | 480.1724
| 662492890820 | Anchor Plate w/Damper | 18DT-APD | 810000432 | 1 | 17 | 3.1514 | --- | 1177.3458 | 1308.162
| 662492826157 | Firestop Radiation Shield | 18DT-FRS | 810000433 | 1 | 22 | 10.6736 | --- | 564.1467 | 626.8297
| 662492786826 | Attic Insulation Shield | 18DT-IS | 810000434 | 1 | 15.56 | 23.2866 | --- | 717.4884 | 797.2093
| 662492777398 | Roof Radiation Shield (18"-24") | 18DT-RRS | 810000435 | 1 | 7.4 | 0.7257 | --- | 185.3161 | 205.9067
| 662492713273 | Chase Top Flashing | 18DT-CTF | 810000436 | 1 | 18 | 5.1215 | --- | 282.2219 | 313.5799
| 662492355688 | Storm Collar | 18DT-SC | 810000437 | 1 | 4.26 | 1.8792 | --- | 96.9579 | 107.731
| 662492111451 | Chimney Cap | 18DT-VC | 810000438 | 1 | 10.5 | 23.2866 | --- | 689.7861 | 766.429
| 662492279151 | Tee w/Cap GA | 18DT-T | 810000439 | 1 | 9.527 | 14.935 |  | 3390.0497 | 3766.7219
| 662492902288 | Finishing Collar | 18DT-FC | 810009954 | 1 |  |  |  | 379.3872 | 421.5413
| 662492173466 | Tee w/Cap SS | 18DT-TSS | 810000440 | 1 | 9.9 |  |  | 3488.6693 | 3876.2993
| 662492758595 | Wall Strap | 18DT-WS | 810000441 | 1 | 6.2 | 4.7435 | --- | 254.8607 | 283.1786
20" DIAMETER
| 662492288672 | 12" Chimney Pipe - GA | 20DT-12 | 810000442 | 1 | 15.94 | 3.5811 | --- | 831.0676 | 923.4084
| 662492244487 | 12" Chimney Pipe - SS | 20DT-12SS | 810000443 | 1 | 15.94 | 3.5811 | --- | 955.7277 | 1061.9197
| 662492100066 | 18" Chimney Pipe - GA | 20DT-18 | 810000444 | 1 | 23.04 | 7.6642 | --- | 941.8766 | 1046.5296
| 662492695418 | 18" Chimney Pipe - SS | 20DT-18SS | 810000445 | 1 | 23.04 | 7.6642 | --- | 1080.3879 | 1200.431
| 662492403389 | 24" Chimney Pipe GA | 20DT-24 | 810000446 | 1 | 50 | 10.93 |  | 1052.6856 | 1169.6507
| 662492131657 | 24" Chimney Pipe SS | 20DT-24SS | 810000447 | 1 | 50 | 7.66 |  | 1218.8992 | 1354.3324
| 662492748886 | 36" Chimney Pipe GA | 20DT-36 | 810000448 | 1 | 65 | 10.62 |  | 1108.0901 | 1231.2113
| 662492137246 | 36" Chimney Pipe - SS | 20DT-36SS | 810000449 | 1 | 42.74 | 10.6201 | --- | 1274.3037 | 1415.893
| 662492803943 | 15° Elbow - GA | 20DT-E15 | 810000450 | 1 | 19.4 | 9.0395 | --- | 1052.6856 | 1169.6507
| 662492347843 | 15° Elbow - SS | 20DT-E15SS | 810000451 | 1 | 19.4 | 9.0395 | --- | 1260.4525 | 1400.5028
| 662492487921 | 30° Elbow - GA | 20DT-E30 | 810000452 | 1 | 18.84 | 9.0395 | --- | 1080.3879 | 1200.431
| 662492269077 | 30° Elbow - SS | 20DT-E30SS | 810000453 | 1 | 18.84 | 9.0395 | --- | 1523.6239 | 1692.9155
| 662492772652 | Elbow Strap | 20DT-ES | 810000454 | 1 | 3.14 | 0.5531 | --- | 204.9967 | 227.7741
| 662492373262 | Anchor Plate | 20DT-AP | 810000455 | 1 | 7.4 | 3.1514 | --- | 487.5597 | 541.733
| 662492388495 | Anchor Plate w/Damper | 20DT-APD | 810000456 | 1 | 17 | 4.3863 | --- | 1315.857 | 1462.0634
| 662492343784 | Firestop Radiation Shield | 20DT-FRS | 810000457 | 1 | 3 | 18.1553 | --- | 470.9383 | 523.2648
| 662492169223 | Attic Insulation Shield | 20DT-IS | 810000458 | 1 | 15.56 | 23.2866 | --- | 717.4884 | 797.2093
| 662492777398 | Roof Radiation Shield (18"-24") | 18DT-RRS | 810000435 | 1 | 7.4 | 0.7257 | --- | 185.3207 | 205.9119
| 662492169629 | Chase Top Flashing | 20DT-CTF | 810000459 | 1 | 14 | 5.1215 | --- | 207.9256 | 231.0284
DISCONTINUED available while supplies last | 662492480939 | Flat Flashing Tall Cone | 20DT-FF | 810000460 | 1 | 6 |  |  | 332.8412 | 369.8236
| 662492835340 | Storm Collar | 20DT-SC | 810000461 | 1 | 4.26 | 1.8792 | --- | 102.4983 | 113.887
| 662492791523 | Chimney Cap | 20DT-VC | 810000462 | 1 | 10.5 | 23.2866 | --- | 717.4884 | 797.2093
| 662492536933 | Tee w/Cap GA | 20DT-T | 810000463 | 1 | 64 |  |  | 3883.1478 | 4314.6087
| 662492309360 | Tee w/Cap SS | 20DT-TSS | 810000464 | 1 | 64 |  |  | 3981.7675 | 4424.1861
| 662492902255 | Finishing Collar | 20DT-FC | 810009955 | 1 |  |  |  | 436.2953 | 484.7725
| 662492140659 | Wall Strap | 20DT-WS | 810000465 | 1 | 6.2 | 4.7435 | --- | 260.4012 | 289.3346
22" DIAMETER
| 662492580851 | 12" Chimney Pipe - GA | 22DT-12 | 810000466 | 1 | 15.94 | 4.835 | --- | 1336.3554 | 1484.8393
| 662492186343 | 12" Chimney Pipe - SS | 22DT-12SS | 810000467 | 1 | 15.94 | 4.835 | --- | 1011.1323 | 1123.4803
| 662492526569 | 18" Chimney Pipe - GA | 22DT-18 | 810000468 | 1 | 23.04 | 7.6642 | --- | 997.2811 | 1108.0901
| 662492270363 | 18" Chimney Pipe - SS | 22DT-18SS | 810000469 | 1 | 23.04 | 7.6642 | --- | 1149.6435 | 1277.3817
| 662492142035 | 24" Chimney Pipe - GA | 22DT-24 | 810000470 | 1 | 29.56 | 9.0395 | --- | 1545.3138 | 1717.0153
| 662492739129 | 24" Chimney Pipe - SS | 22DT-24SS | 810000471 | 1 | 29.56 | 9.0395 | --- | 1246.6014 | 1385.1127
| 662492660324 | 36" Chimney Pipe - GA | 22DT-36 | 810000472 | 1 | 42.74 | 10.6201 | --- | 1163.4946 | 1292.7718
| 662492672198 | 36" Chimney Pipe - SS | 22DT-36SS | 810000473 | 1 | 42.74 | 10.6201 | --- | 1343.5593 | 1492.8437
| 662492398326 | 15° Elbow - GA | 22DT-E15 | 810000474 | 1 | 19.4 | 9.0395 | --- | 1080.3879 | 1200.431
| 662492580332 | 15° Elbow - SS | 22DT-E15SS | 810000475 | 1 | 19.4 | 9.0395 | --- | 1315.857 | 1462.0634
| 662492197943 | 30° Elbow - GA | 22DT-E30 | 810000476 | 1 | 18.84 | 9.0395 | --- | 1135.7924 | 1261.9915
| 662492424698 | 30° Elbow - SS | 22DT-E30SS | 810000477 | 1 | 18.84 | 9.0395 | --- | 1592.8796 | 1769.8662
| 662492275092 | Elbow Strap | 22DT-ES | 810000478 | 1 | 3.14 | 0.5531 | --- | 210.5371 | 233.9301
| 662492166444 | Anchor Plate | 22DT-AP | 810000479 | 1 | 7.4 | 3.1514 | --- | 515.2619 | 572.5132
| 662492207796 | Anchor Plate w/Damper | 22DT-APD | 810000480 | 1 | 17 | 4.3863 | --- | 1385.1127 | 1539.0141
| 662492320198 | Firestop Radiation Shield | 22DT-FRS | 810000481 | 1 | 34 | 23.2866 | --- | 498.6406 | 554.0451
| 662492710159 | Attic Insulation Shield | 22DT-IS | 810000482 | 1 | 15.56 | 23.2866 | --- | 717.4884 | 797.2093
| 662492777398 | Roof Radiation Shield (18"-24") | 18DT-RRS | 810000435 | 1 | 7.4 | 0.7257 | --- | 185.3207 | 205.9119
| 662492632031 | Chase Top Flashing | 22DT-CTF | 810000483 | 1 | --- | 5.1215 | --- | 207.7669 | 230.8521
| 662492131770 | Storm Collar | 22DT-SC | 810000484 | 1 | 4.26 | 1.8792 | --- | 108.0388 | 120.0431
| 662492243299 | Chimney Cap | 22DT-VC | 810000485 | 1 | 10.5 | 23.2866 | --- | 717.4884 | 797.2093
| 662492907849 | Tee w/Cap GA | 22DT-T | 810000486 | 1 |  |  |  | 3981.7675 | 4424.1861
| 662492334515 | Tee w/Cap SS | 22DT-TSS | 810000487 | 1 |  |  |  | 4080.3871 | 4533.7634
| 662492902301 | Finishing Collar | 22DT-FC | 810009956 | 1 |  |  |  | 501.6342 | 557.3713
| 662492250372 | Wall Strap | 22DT-WS | 810000488 | 1 | 6.2 | 7.8224 | --- | 265.9416 | 295.4907
24" DIAMETER
| 662492130612 | 12" Chimney Pipe - GA | 24DT-12 | 810000489 | 1 | 15.94 | 4.835 | --- | 1098.7707 | 1220.8563
| 662492602188 | 12" Chimney Pipe - SS | 24DT-12SS | 810000490 | 1 | 15.94 | 4.835 | --- | 1108.0901 | 1231.2113
| 662492421673 | 18" Chimney Pipe - GA | 24DT-18 | 810000491 | 1 | 23.04 | 14.935 | --- | 1094.239 | 1215.8211
| 662492223369 | 18" Chimney Pipe - SS | 24DT-18SS | 810000492 | 1 | 23.04 | 14.935 | --- | 1260.4525 | 1400.5028
| 662492514078 | 24" Chimney Pipe - GA | 24DT-24 | 810000493 | 1 | 29.56 | 9.0395 | --- | 1205.048 | 1338.9423
| 662492381755 | 24" Chimney Pipe - SS | 24DT-24SS | 810000494 | 1 | 29.56 | 9.0395 | --- | 1385.1127 | 1539.0141
| 662492474587 | 36" Chimney Pipe - GA | 24DT-36 | 810000495 | 1 | 42.74 | 14.935 | --- | 1315.857 | 1462.0634
| 662492330968 | 36" Chimney Pipe - SS | 24DT-36SS | 810000496 | 1 | 42.74 | 14.935 | --- | 1523.6239 | 1692.9155
| 662492265727 | 15° Elbow - GA | 24DT-E15 | 810000497 | 1 | 19.4 | 23.2866 | --- | 1454.3683 | 1615.9648
| 662492849682 | 15° Elbow - SS | 24DT-E15SS | 810000498 | 1 | 19.4 | 23.2866 | --- | 1177.3458 | 1308.162
| 662492365427 | 30° Elbow - GA | 24DT-E30 | 810000499 | 1 | 18.84 | 23.2866 | --- | 1205.048 | 1338.9423
| 662492488997 | 30° Elbow - SS | 24DT-E30SS | 810000500 | 1 | 18.84 | 23.2866 | --- | 1689.8375 | 1877.5972
| 662492334478 | Elbow Strap | 24DT-ES | 810000501 | 1 | 3.14 | 0.5531 | --- | 216.0776 | 240.0862
| 662492887462 | Anchor Plate | 24DT-AP | 810000502 | 1 | 7.4 | 3.1514 | --- | 570.6664 | 634.0738
| 662492212653 | Anchor Plate w/Damper | 24DT-APD | 810000503 | 1 | 17 | 4.3863 | --- | 1454.3683 | 1615.9648
| 662492734964 | Firestop Radiation Shield | 24DT-FRS | 810000504 | 1 | --- | 23.2866 | --- | 526.3428 | 584.8254
| 662492390269 | Attic Insulation Shield | 24DT-IS | 810000505 | 1 | 15.56 | 23.2866 | --- | 745.1906 | 827.9896
| 662492777398 | Roof Radiation Shield (18"-24") | 18DT-RRS | 810000435 | 1 | 7.4 | 0.7257 | --- | 185.3207 | 205.9119
| 662492512791 | Chase Top Flashing | 24DT-CTF | 810000506 | 1 | --- | 5.1215 | --- | 207.7669 | 230.8521
| 662492605455 | Storm Collar | 24DT-SC | 810000507 | 1 | 4.26 | 1.8792 | --- | 216.1818 | 240.202
| 662492115114 | Chimney Cap | 24DT-VC | 810000508 | 1 | 10.5 | 23.2866 | --- | 745.1906 | 827.9896
| 662492482674 | Tee w/Cap GA | 24DT-T | 810000509 | 1 |  |  |  | 4129.6969 | 4588.5521
| 662492728925 | Tee w/CapSS | 24DT-TSS | 810000510 | 1 |  |  |  | 4228.3165 | 4698.1295
| 662492902318 | Finishing Collar | 24DT-FC | 810009957 | 1 |  |  |  | 577.5116 | 641.6796
| 662492817551 | Wall Strap | 24DT-WS | 810000511 | 1 | 6.2 | 4.8792 | --- | 271.4821 | 301.6468

## DuraTech Canada
DuraTech Canada
UPC-A Listing | Description | Order # | Stock # | Pcs/ Ctn | weight | Cube | Pallet Qty. | M.A.P. | 05/12/2025 MSRP (ea.)
| DESC Duratech English for SAP | [6 empty] | 0.9
DuraTech Canada Kits
662492949177 | WALL SUPPORT KIT INCLUDES: insulated tee, twist-lock tee cap, adj wall support,wall thimble, connector pipe adapter, decorative collar, universal wall strap, vertical cap | 6DTC-WSK-2 | 810017215 | 1 |  |  |  | 1006.5316 | 1118.3684
662492949030 | 6" DuraTech Canada Exterior Kit ( includes: Wall Thimble, Connector Pipe Adapter, Decorative Collar, Tee, Tee Cap, Adj Tee Support, Wall Band, Vertical Cap, Universal Spark Arrester Band | 6DTC-KTTW-2 | 810017197 | 1 | 26 | 7.03 |  | 1236.2048 | 1373.5609
662492925898 | 6" Dia Interior Kit New Construction includes: 6" Dia Finishing Supp Coupler&Collar;6" Dia Adj Attic Insulation Shield Ins, 6" Dia Vertical Cap | 6DTC-KINC | 810012705 | 1 | 22 |  |  | 594.0846 | 660.094
5" Diameter
662492948569 | 8" Pipe Length - SS | 5DTC-08SS-2 | 810017152 | 1 | 4.7 | 0.422 | 144 | 138.5146 | 153.9052
662492948613 | 12" Pipe Length -SS | 5DTC-12SS-2 | 810017157 | 1 | 6.6 | 0.609 | 144 | 147.7386 | 164.154
662492948606 | 18" Pipe Length -SS | 5DTC-18SS-2 | 810017156 | 1 | 9.4 | 0.741 | 108 | 176.9922 | 196.658
662492948590 | 24" Pipe Length -SS | 5DTC-24SS-2 | 810017155 | 1 | 12.2 | 0.984 | 72 | 237.7831 | 264.2034
662492948583 | 36" Pipe Length -SS | 5DTC-36SS-2 | 810017154 | 1 | 16.8 | 1.734 | 36 | 344.7493 | 383.0548
662492948576 | 48" Pipe Length -SS | 5DTC-48SS-2 | 810017153 | 1 | 23.3 | 2.297 | 36 | 450.9357 | 501.0397
662492949078 | 12" Adjustable Pipe-SS | 5DTC-12TASS-2 | 810017201 | 1 | 3.8 | 0.656 |  | 172.3691 | 191.5212
662492948712 | Tee w/ Cap-SS | 5DTC-TSS-2 | 810017167 | 1 | 8.3 | 1.05 | 125 | 511.7378 | 568.5975
662492948910 | 15̊ Elbow | 5DTC-E15SS-2 | 810017185 | 2 | 3.8 | 0.259 | 200 | 189.3019 | 210.3354
662492948903 | 30̊ Elbow | 5DTC-E30SS-2 | 810017184 | 2 | 5.9 | 0.752 | 100 | 200.0742 | 222.3047
662492949016 | Connector Pipe Adapter | 5DTC-CA | 810017195 | 10 | 0.336 | 0.075 |  | 43.8136 | 48.6818
662492925270 | Finishing Support w/Coupler | 5DTC-FSC | 810007685 | 1 | 6 | 1.697 |  | 250.1039 | 277.8933
662492925287 | Finishing Supportw/Coupler w/Removable Collar | 5DTC-FSCR | 810007686 | 1 | 7 | 1.75 |  | 250.1039 | 277.8933
662492949122 | Adjustable Tee Support w/ Coupler | 5DTC-TSAC-2 | 810017206 | 1 | 0 | 0.833 |  | 183.9101 | 204.3446
662492925409 | Adjustable Tee Support | 5DTC-TSA | 810007687 | 1 | 10 | 1.354 |  | 183.9101 | 204.3446
662492948354 | Re-Support | DTC-RESU-2 | 810017132 | 4 | 3.378 | 0.23 |  | 136.2087 | 151.343
778272936845 | Roof Support | DTC-RS | 810007738 | 10 | 3.114 | 0.14 |  | 119.2759 | 132.5288
662492925294 | Floor Support Plate | 5DTC-FSP | 810007690 | 5 | 6.252 | 0.334 |  | 126.205 | 140.2277
662492925140 | Anchor Plate | 5DTC-AP | 810007691 | 10 | 2.266 | 0.333 |  | 116.9588 | 129.9542
662492925263 | Firestop | 5DTC-FS | 810007692 | 10 | 1.35 | 0.296 |  | 26.9254 | 29.9171
662492925256 | Firestop Radiation Shield | 5DTC-FRS | 810007693 | 5 | 3.221 | 1.63 |  | 71.5633 | 79.5148
662492925317 | Adjustable Insulation Shield | 5DTC-ISIA | 810007697 | 1 | 11.6 | 3.847 |  | 170.854 | 189.8378
662492948781 | Wall Thimble | 5DTC-WTI-2 | 810017172 | 1 | 9 | 2.3 |  | 143.9064 | 159.896
778272936838 | Universal Roof Brace | DTC-XRB | 810007698 | 1 | 8.755 | 0.82 |  | 213.1526 | 236.8362
662492948248 | Universal Wall Strap | DTC-WSU-2 | 810017123 | 10 | 2.136 | 0.25 |  | 62.3282 | 69.2536
662492925249 | Flat Roof Flashing | 5DTC-FF | 810007700 | 5 | 5.9 | 1.322 |  | 167.7571 | 186.3968
662492925225 | Adjustable Roof Flashing 1/12 - 7/12 | 5DTC-F7 | 810007701 | 5 | 6.7 | 1.322 |  | 154.6676 | 171.8529
662492925218 | Adjustable Roof Flashing 8/12 - 12/12 | 5DTC-F12 | 810007702 | 3 | 6.9 | 2.203 |  | 150.0557 | 166.7285
662492925324 | Storm Collar | 5DTC-SC | 810007703 | 10 | 1.038 | 0.681 |  | 30.7798 | 34.1998
662492949023 | Snow Splitter | SP | 810017196 | 1 | 0 | 0.68 |  | 264.7753 | 294.1948
662492948309 | Vertical Cap | 5VC | 810017129 | 1 | 2.52 | 0.947 |  | 118.6855 | 131.8727
662492948255 | Universal Spark Arrester Band | SA | 810017124 | 10 | 0.345 | 0.07 |  | 36.1715 | 40.1906
662492925171 | Decorative Collar | 5DTC-DC | 810007707 | 10 | 0.66 | 0.141 |  | 68.4775 | 76.0861
662492925386 | Insulated Tee Cap w/Male Coupler | 5DTC-TCI | 810007717 |  |  |  |  | 117.0367 | 130.0408
6" Diameter
662492948507 | 8" Pipe Length - SS | 6DTC-08SS-2 | 810017146 | 1 | 4.7 | 0.422 | 100 | 147.7386 | 164.154
662492948552 | 12" Pipe Length -SS | 6DTC-12SS-2 | 810017151 | 1 | 6.6 | 0.609 | 100 | 152.3728 | 169.3031
662492948545 | 18" Pipe Length -SS | 6DTC-18SS-2 | 810017150 | 1 | 9.4 | 0.741 | 75 | 189.3019 | 210.3354
662492948538 | 24" Pipe Length -SS | 6DTC-24SS-2 | 810017149 | 1 | 12.2 | 0.984 | 50 | 239.3204 | 265.9116
662492948521 | 36" Pipe Length -SS | 6DTC-36SS-2 | 810017148 | 1 | 16.8 | 1.734 | 25 | 349.3612 | 388.1792
662492948514 | 48" Pipe Length -SS | 6DTC-48SS-2 | 810017147 | 1 | 23.3 | 2.297 | 25 | 459.4132 | 510.4591
662492949061 | 12" Adjustable Pipe-SS | 6DTC-12TASS-2 | 810017200 | 1 | 3.8 | 0.656 |  | 182.3728 | 202.6364
662492948705 | Tee w/ Cap-SS | 6DTC-TSS-2 | 810017166 | 1 | 8.3 | 1.05 | 64 | 557.7682 | 619.7424
662492925997 | Tee Cap ( twist Lock) | 6DTC-TCI | 810007721 | 5 | 1.15 | 0.074 |  | 124.6788 | 138.532
662492948880 | 15̊ Elbow | 6DTC-E15SS-2 | 810017182 | 2 | 3.8 | 0.259 | 120 | 196.9885 | 218.8761
662492948873 | 30̊ Elbow | 6DTC-E30SS-2 | 810017181 | 1 | 5.9 | 0.752 | 100 | 208.5406 | 231.7118
662492948996 | Connector Pipe Adapter | 6DTC-CA | 810017193 | 10 | 0.336 | 0.075 |  | 50.2191 | 55.799
662492925577 | 6" Dia 24" Ceiling Support Box | 6DTC-CS24 | 810013264 |  |  |  |  | 337.0404 | 374.4894
662492925607 | 6" Dia 24" Box Ext Ceiling Support | 6DTC-CSE24 | 810013267 |  |  |  |  | 163.925 | 182.1388
662492925812 | Finishing Support w/Coupler | 6DTC-FSC | 810007731 | 1 | 6 | 1.697 |  | 295.8225 | 328.6916
662492925829 | Finishing Supportw/Coupler w/Removable Collar | 6DTC-FSCR | 810007732 | 1 | 7 | 1.75 |  | 304.7233 | 338.5815
662492925911 | 6" Dia 24" Reduce Clear Support Ins | 6DTC-RCS | 810013790 |  |  |  |  | 378.6037 | 420.6708
662492925966 | 6" Dia 24" Square Support Extension | 6DTC-SE | 810013793 |  |  |  |  | 154.6676 | 171.8529
662492949115 | Adjustable Tee Support w/ Coupler | 6DTC-TSAC-2 | 810017205 | 1 | 0 | 0.833 |  | 230.8652 | 256.5169
662492926031 | Adjustable Tee Support | 6DTC-TSA | 810007736 | 1 | 10 | 1.354 |  | 251.6301 | 279.589
662492948354 | Re-Support | DTC-RESU-2 | 810017132 | 4 | 3.378 | 0.23 |  | 136.2087 | 151.343
778272936845 | Roof Support | DTC-RS | 810007738 | 10 | 3.114 | 0.14 |  | 119.2759 | 132.5288
662492925843 | Floor Support Plate | 6DTC-FSP | 810007739 | 5 | 6.252 | 0.334 |  | 186.2384 | 206.9315
662492925553 | Anchor Plate | 6DTC-AP | 810007740 | 10 | 2.266 | 0.333 |  | 117.7943 | 130.8825
662492925782 | Firestop | 6DTC-FS | 810007741 | 10 | 1.35 | 0.296 |  | 29.2536 | 32.504
662492925799 | 30 Angled Firestop | 6DTC-FS30 | 810007742 | 5 |  |  |  | 101.5744 | 112.8605
662492925805 | 6" Dia 45° Firestop | 6DTC-FS45 | 810007743 |  |  |  |  | 100.0483 | 111.1647
662492925751 | Firestop Radiation Shield | 6DTC-FRS | 810007744 | 5 | 3.221 | 1.63 |  | 87.7274 | 97.4749
662492925874 | Adjustable Insulation Shield | 6DTC-ISIA | 810007746 | 1 | 11.6 | 3.847 |  | 181.6041 | 201.7824
662492926086 | 6" Dia 45° Wall Radiation Shield Ins | 6DTC-WRSI45 | 810007750 |  |  |  |  | 299.3538 | 332.6154
662492948774 | Wall Thimble | 6DTC-WTI-2 | 810017171 | 1 | 9 | 2.3 |  | 147.7386 | 164.154
662492926079 | Wall Radiation Shield - 30 | 6DTC-WRSI30 | 810007749 | 1 | 9.3 | 1.833 |  | 299.3538 | 332.6154
662492925973 | Square Radiation Shield Ext. | 6DTC-SRSE | 810014462 |  |  |  |  | 378.1581 | 420.1757
778272936838 | Universal Roof Brace | DTC-XRB | 810007698 | 1 | 8.755 | 0.82 |  | 213.1526 | 236.8362
662492948248 | Universal Wall Strap | DTC-WSU-2 | 810017123 | 10 | 2.136 | 0.25 |  | 62.3282 | 69.2536
662492925850 | Guy Wire Band ( wire not included) | 6DTC-GWB | 810007751 | 10 | 0.85 | 0.116 |  | 62.3394 | 69.266
662492925713 | Flat Roof Flashing | 6DTC-FF | 810007758 | 5 | 5.9 | 1.322 |  | 177.0033 | 196.6703
662492925683 | Adjustable Roof Flashing 1/12 - 7/12 | 6DTC-F7 | 810007759 | 5 | 6.7 | 1.322 |  | 160.0705 | 177.8561
662492925652 | Adjustable Roof Flashing 8/12 - 12/12 | 6DTC-F12 | 810007760 | 3 | 6.9 | 2.203 |  | 157.7534 | 175.2816
662492925676 | Adjustable Roof Flashing 12/12 - 21/12 | 6DTC-F21 | 810007761 | 1 | 10.7 | 6.476 |  | 257.7905 | 286.4339
662492925744 | Peak Roof Flashing 1/12 - 7/12 | 6DTC-FP7 | 810007762 | 1 | 7.9 | 5.161 |  | 260.854 | 289.8378
662492925737 | Peak Roof Flashing 8/12 - 12/12 | 6DTC-FP12 | 810007763 | 1 | 7.5 | 5.251 |  | 260.854 | 289.8378
662492925690 | DSA Adjustable Flashing 1/12 - 7/12 | 6DTC-F7DSA | 810007764 | 5 | 4.03 | 1.894 |  | 186.9847 | 207.7608
662492925669 | DSA Adjustable Flashing 8/12 - 12/12 | 6DTC-F12DSA | 810007765 | 3 | 7.317 | 3.157 |  | 185.4474 | 206.0527
662492925959 | Storm Collar | 6DTC-SC | 810007766 | 10 | 1.038 | 0.681 |  | 36.1604 | 40.1782
662492949023 | Snow Splitter | SP | 810017196 | 1 | 0 | 0.68 |  | 264.7753 | 294.1948
662492948293 | Vertical Cap | 6VC | 810017128 | 1 | 2.52 | 0.947 | 64 | 145.1764 | 161.3071
662492948255 | Universal Spark Arrester Band | SA | 810017124 | 10 | 0.345 | 0.07 |  | 36.1715 | 40.1906
662492925980 | Trim Collar | 6DTC-TC | 810007768 | 5 | 2 | 0.28 |  | 95.4252 | 106.028
662492925614 | Decorative Collar | 6DTC-DC | 810007770 | 10 | 0.66 | 0.141 |  | 77.7349 | 86.3721
789665332762 | 6ID DTC DECORATOR SLEEVE | 6DTS-DS | 810016564 | 1 |  |  |  | 190.5593 | 211.7325
778272744310 | IHP FIREPLACE ADAPTER ASHT/DTC 6’’ | 6IHP1 |  | 1 | 0.522 |  | 64 | 87.3487 | 97.0541
7" Diameter
662492948446 | 8" Pipe Length - SS | 7DTC-08SS-2 | 810017140 | 1 | 6.2 | 0.521 | 100 | 157.7423 | 175.2692
662492948491 | 12" Pipe Length - SS | 7DTC-12SS-2 | 810017145 | 1 | 7.9 | 0.752 | 100 | 163.9138 | 182.1265
662492948484 | 18" Pipe Length - SS | 7DTC-18SS-2 | 810017144 | 1 | 11.3 | 0.928 | 75 | 208.5406 | 231.7118
662492948477 | 24" Pipe Length - SS | 7DTC-24SS-2 | 810017143 | 1 | 14.6 | 1.233 | 50 | 254.7159 | 283.0177
662492948460 | 36" Pipe Length - SS | 7DTC-36SS-2 | 810017142 | 1 | 21.4 | 1.927 | 25 | 357.059 | 396.7322
662492948453 | 48" Pipe Length - SS | 7DTC-48SS-2 | 810017141 | 1 | 28.3 | 2.836 | 25 | 467.0998 | 518.9998
662492949054 | 12" Adjustable Pipe - SS | 7DTC-12TASS-2 | 810017199 | 1 | 4.6 | 0.433 |  | 189.3019 | 210.3354
662492948699 | Tee w/Cap - SS | 7DTC-TSS-2 | 810017165 | 1 | 10.7 | 1.042 | 64 | 578.6891 | 642.9879
662492926604 | Tee Cap (twist- lock) | 7DTC-TCI | 810007787 | 5 | 1 | 0.094 |  | 138.5035 | 153.8928
662492948859 | 15 Elbow | 7DTC-E15SS-2 | 810017179 | 2 | 4.8 | 0.84 | 160 | 229.3056 | 254.784
662492948842 | 30 Elbow | 7DTC-E30SS-2 | 810017178 | 1 | 7.4 | 0.84 | 80 | 248.5555 | 276.1727
662492948989 | Connector Pipe Adapter | 7DTC-CA | 810017192 | 10 | 0.402 | 1.233 |  | 52.0349 | 57.8166
662492926239 | 7" Dia 24" Ceiling Support Box | 7DTC-CS24 | 810013265 |  |  |  |  | 352.4359 | 391.5954
662492948262 | 7,8" Dia 24" Box Ext Ceiling Support | CSE24 | 810017125 | 1 |  |  |  | 192.846 | 214.2733
662492926444 | Finishing Support w/ Coupler | 7DTC-FSC | 810007794 | 1 | 8.3 | 2.778 |  | 313.1897 | 347.9886
662492949108 | Adjustable Tee Support w/Coupler | 7DTC-TSAC-2 | 810017204 | 1 | 11.4 | 0.833 |  | 258.9157 | 287.6841
662492926642 | Adjustable Tee Support | 7DTC-TSA | 810007798 | 1 | 10.5 | 0.903 |  | 259.3278 | 288.142
662492948354 | Re-Support | DTC-RESU-2 | 810017132 | 4 | 3.378 | 0.23 |  | 136.2087 | 151.343
778272936845 | Roof Support | DTC-RS | 810007738 | 10 | 3.114 | 0.14 |  | 119.2759 | 132.5288
662492926451 | Floor Support Plate | 7DTC-FSP | 810007801 | 5 | 5.88 | 0.296 |  | 182.5844 | 202.8716
662492926215 | Anchor Plate | 7DTC-AP | 810007802 | 10 | 2.245 | 0.333 |  | 126.205 | 140.2277
662492926413 | Firestop | 7DTC-FS | 810007803 | 10 | 1.3 | 0.463 |  | 30.7798 | 34.1998
662492926420 | 30 Angled Firestop | 7DTC-FS30 | 810007804 | 5 | 0 | 0.404 |  | 103.1229 | 114.581
662492926383 | Firestop Radiation Shield | 7DTC-FRS | 810007806 | 5 | 3.4 | 1.481 |  | 98.5109 | 109.4566
662492926482 | Adjustable Attic Insulation Shield | 7DTC-ISIA | 810007808 | 1 | 13 | 3.512 |  | 189.3019 | 210.3354
662492948767 | Wall Thimble | 7DTC-WTI-2 | 810017170 | 1 | 4.53 | 2.521 |  | 154.6676 | 171.8529
662492926680 | Wall Radiation Shield - 30 | 7DTC-WRSI30 | 810007811 | 1 | 0 | 3.194 |  | 386.3015 | 429.2238
662492926581 | Square Radiation Shield Ext. | 7DTC-SRSE | 810014463 |  |  |  |  | 417.137 | 463.4855
778272934360 | Universal Roof Brace | DTC-XRB | 810007698 | 1 | 8.755 | 0.82 |  | 213.1526 | 236.8362
662492948248 | Universal Wall Strap | DTC-WSU-2 | 810017123 | 10 | 2.136 | 0.25 |  | 62.3282 | 69.2536
662492926468 | Guy Wire Band ( wire not included) | 7DTC-GWB | 810007814 | 10 | 0.6 | 0.094 |  | 70.026 | 77.8066
789665178605 | 7" Dia 24" Reduce Clear Support Ins | 7DTC-RCS | 810013791 |  |  |  |  | 394.7567 | 438.6186
662492926345 | Flat Roof Flashing | 7DTC-FF | 810007821 | 5 | 5.25 | 1.271 |  | 183.9101 | 204.3446
662492926314 | Adjustable Roof Flashing 1/12 - 7/12 | 7DTC-F7 | 810007822 | 5 | 5.74 | 1.322 |  | 180.8355 | 200.9283
662492926284 | Adjustable Roof Flashing 8/12 - 12/12 | 7DTC-F12 | 810007823 | 3 | 6.598 | 2.118 |  | 177.0033 | 196.6703
662492926307 | Adjustable Roof Flashing 12/12 - 21/12 | 7DTC-F21 | 810007824 | 1 | 11 | 7.25 |  | 260.854 | 289.8378
662492926376 | Peak Roof Flashing | 7DTC-FP7 | 810007825 | 1 | 6 | 3.333 |  | 267.0367 | 296.7075
662492926369 | Peak Roof Flashing 8/12 - 12/12 | 7DTC-FP12 | 810007826 | 1 | 8.4 | 5.266 |  | 267.0367 | 296.7075
662492926321 | DSA Adjustable Flashing 1/12 - 7/12 | 7DTC-F7DSA | 810007827 | 5 | 6.2 | 1.894 |  | 201.6338 | 224.0376
662492926291 | DSA Adjustable Flashing 8/12 - 12/12 | 7DTC-F12DSA | 810007828 | 3 | 10.583 | 3.157 |  | 200.0742 | 222.3047
662492926550 | Storm Collar | 7DTC-SC | 810007829 | 10 | 1.15 | 0.651 |  | 39.2462 | 43.6069
662492949023 | Snow Splitter | SP | 810017196 | 1 | 0 | 0.68 |  | 264.7753 | 294.1948
662492948286 | Vertical Cap | 7VC | 810017127 | 1 | 2.53 | 0.947 |  | 158.2547 | 175.8386
662492948255 | Universal Spark Arrester Band | SA | 810017124 | 10 | 0.345 | 0.07 |  | 36.1715 | 40.1906
662492926598 | Trim Collar | 7DTC-TC | 810007831 | 5 | 2.66 | 0.56 |  | 101.5744 | 112.8605
662492926246 | Decorative Collar | 7DTC-DC | 810007834 | 10 | 0.66 | 0.116 |  | 86.179 | 95.7544
789665332779 | 7ID DTC DECORATOR SLEEVE | 7DTC-DS | 810016565 | 1 |  |  | 64 | 272.9633 | 303.2925
778272744327 | IHP FIREPLACE ADAPTER ASHT/DTC 7’’ | 7IHP1 |  | 1 |  |  | 64 | 91.2477 | 101.3863
8" Diameter
662492948378 | 8" Pipe Length - SS | 8DTC-08SS-2 | 810017134 | 1 | 6.2 | 0.7 | 48 | 183.9101 | 204.3446
662492948439 | 12" Pipe Length - SS | 8DTC-12SS-2 | 810017139 | 1 | 8.6 | 0.91 | 64 | 187.7645 | 208.6273
662492948422 | 18" Pipe Length - SS | 8DTC-18SS-2 | 810017138 | 1 | 12.4 | 1.137 | 48 | 214.6899 | 238.5443
662492948415 | 24" Pipe Length - SS | 8DTC-24SS-2 | 810017137 | 1 | 16.2 | 1.511 | 32 | 280.1039 | 311.2266
662492948408 | 36" Pipe Length - SS | 8DTC-36SS-2 | 810017136 | 1 | 23.6 | 2.591 | 16 | 414.7753 | 460.8614
662492948385 | 48" Pipe Length - SS | 8DTC-48SS-2 | 810017135 | 1 | 31.2 | 3.431 | 16 | 541.7378 | 601.9308
662492949047 | 12" Adjustable Pipe - SS | 8DTC-12TASS-2 | 810017198 | 1 | 5.1 | 1.05 |  | 214.6899 | 238.5443
662492948682 | Tee w/Cap - SS | 8DTC-TSS-2 | 810017164 | 1 | 13 | 1.556 | 64 | 608.6891 | 676.3212
662492927212 | Tee Cap (twist- lock) | 8DTC-TCI | 810007848 | 5 | 1 | 0.174 |  | 143.8953 | 159.8836
662492948828 | 15 Elbow | 8DTC-E15SS-2 | 810017176 | 2 | 5.4 | 0.405 | 128 | 275.4808 | 306.0898
662492948811 | 30 Elbow | 8DTC-E30SS-2 | 810017175 | 1 | 8.2 | 1.083 | 64 | 297.0367 | 330.0408
662492948972 | Connector Pipe Adapter | 8DTC-CA | 810017191 | 10 | 0.413 | 0.111 |  | 62.9966 | 69.9963
662492927175 | 24" Square Support Extension | 8DTC-SE | 810013795 | 1 |  |  |  | 177.0033 | 196.6703
789665178612 | 8" Dia 24" Reduce Clear Support Ins | 8DTC-RCS | 810013792 |  |  |  |  | 410.1522 | 455.7246
662492926840 | 8" Dia 24" Ceiling Support Box | 8DTC-CS24 | 810013266 |  |  |  |  | 367.8314 | 408.7015
662492948262 | 7,8" Dia 24" Box Ext Ceiling Support | CSE24 | 810017125 |  |  |  |  | 192.846 | 214.2733
662492927069 | Finishing Support w/ Coupler | 8DTC-FSC | 810007855 | 1 | 8.4 | 2.917 |  | 319.3501 | 354.8335
662492949092 | Adjustable Tee Support w/Coupler | 8DTC-TSAC-2 | 810017203 | 1 | 0 | 0.833 |  | 297.0367 | 330.0408
662492927250 | Adjustable Wall Support | 8DTC-TSA | 810007859 | 1 | 11 | 0.926 |  | 297.0367 | 330.0408
662492948354 | Re-Support | DTC-RESU-2 | 810017132 | 4 | 3.378 | 0.229 |  | 136.2087 | 151.343
778272936845 | Roof Support | DTC-RS | 810007738 | 10 | 3.114 | 0.141 |  | 119.2759 | 132.5288
662492927076 | Floor Support Plate | 8DTC-FSP | 810007862 | 5 | 7.517 | 0.375 |  | 200.0742 | 222.3047
662492926826 | Anchor Plate | 8DTC-AP | 810007863 | 10 | 2.072 | 0.333 |  | 133.9027 | 148.7808
662492927021 | Firestop | 8DTC-FS | 810007864 | 10 | 1.436 | 0.148 |  | 36.1827 | 40.203
662492927038 | 30 Angled Firestop | 8DTC-FS30 | 810007865 | 5 | 5 | 0.833 |  | 116.9588 | 129.9542
662492927052 | 8" Dia 45° Firestop | 8DTC-FS45 | 810007866 |  |  |  |  | 121.593 | 135.1033
662492926994 | Firestop Radiation Shield | 8DTC-FRS | 810007867 | 5 | 3.631 | 1.481 |  | 108.4924 | 120.5471
662492927106 | Adjustable Attic Insulation Shield | 8DTC-ISIA | 810007869 | 1 | 13 | 3.847 |  | 200.0742 | 222.3047
778272935558 | Wall Thimble | 8DTC-WTI | 810007871 | 1 | 4.53 | 2.521 |  | 190.1192 | 211.2435
662492927298 | Wall Radiation Shield - 30 | 8DTC-WRSI30 | 810007872 | 1 | 4 | 1.852 |  | 459.4132 | 510.4591
662492927304 | 8" Dia 45° Wall Radiation Shield Ins | 8DTC-WRSI45 | 810007873 | 1 |  |  |  | 459.4132 | 510.4591
662492927182 | Square Radiation Shield Ext. | 8DTC-SRSE | 810014464 |  |  |  |  | 396.1492 | 440.1658
778272934360 | Universal Roof Brace | DTC-XRB | 810007698 | 1 | 8.755 | 0.82 |  | 213.1526 | 236.8362
662492948248 | Universal Wall Strap | DTC-WSU-2 | 810017123 | 10 | 2.136 | 0.25 |  | 62.3282 | 69.2536
662492927083 | Guy Wire Band ( wire not included) | 8DTC-GWB | 810007874 | 10 | 0.6 | 0.14 |  | 74.6491 | 82.9434
662492926956 | Flat Roof Flashing | 8DTC-FF | 810007881 | 5 | 1.384 | 1.205 |  | 200.0742 | 222.3047
662492926925 | Adjustable Roof Flashing 1/12 - 7/12 | 8DTC-F7 | 810007882 | 5 | 5.9 | 1.322 |  | 189.3019 | 210.3354
662492926895 | Adjustable Roof Flashing 8/12 - 12/12 | 8DTC-F12 | 810007883 | 3 | 5.35 | 2.118 |  | 187.7645 | 208.6273
662492926918 | Adjustable Roof Flashing 12/12 - 21/12 | 8DTC-F21 | 810007884 | 1 | 13 | 7.344 |  | 301.6598 | 335.1776
662492926987 | Peak Roof Flashing 8/12 - 12/12 | 8DTC-FP7 | 810007885 | 1 | 9 | 5.161 |  | 313.1897 | 347.9886
662492926970 | Peak Roof Flashing 8/12 - 12/12 | 8DTC-FP12 | 810007886 | 1 | 5.35 | 2.118 |  | 182.6524 | 202.9471
662492926932 | DSA Adjustable Flashing 1/12 - 7/12 | 8DTC F7DSA | 810007942 | 5 |  |  |  | 214.6899 | 238.5443
662492926901 | DSA Adjustable Flashing 8/12 - 12/12 | 8DTC-F12DSA | 810007887 | 3 | 5.412 | 3.157 |  | 211.6153 | 235.1281
662492927168 | Storm Collar | 8DTC-SC | 810007888 | 10 | 1.17 | 0.741 |  | 41.5633 | 46.1815
662492949023 | Snow Splitter | SP | 810017196 | 1 | 0 | 0.68 |  | 264.7753 | 294.1948
662492948279 | Vertical Cap | 8VC | 810017126 | 1 | 5.605 | 1.827 |  | 178.0393 | 197.8215
662492948255 | Universal Spark Arrester Band | SA | 810017124 | 10 | 0.345 | 0.07 |  | 36.1715 | 40.1906
662492927199 | Trim Collar | 8DTC-TC | 810007890 | 5 | 2.26 | 0.074 |  | 127.4972 | 141.6635
662492926857 | Decorative Collar | 8DTC-DC | 810007893 | 10 | 0.8 | 0.14 |  | 92.3394 | 102.5993
789665332786 | 8ID DTC DECORATOR SLEEVE | 8DTC-DS | 810016566 | 1 |  |  | 36 | 355.3673 | 394.8525
10" Diameter
662492948675 | 10" Dia. 8" Length | 10DTC-08SS-2 | 810017163 |  |  |  |  | 211.6153 | 235.1281
662492948668 | 10" Dia. 12" Length | 10DTC-12SS-2 | 810017162 |  |  |  |  | 213.1526 | 236.8362
662492949085 | 10" Dia. 12" Adj. Length | 10DTC-12TASS-2 | 810017202 |  |  |  |  | 287.033 | 318.9256
662492948651 | 10" Dia. 18" Length | 10DTC-18SS-2 | 810017161 |  |  |  |  | 247.7868 | 275.3187
662492948644 | 10" Dia. 24" Length | 10DTC-24SS-2 | 810017160 |  |  |  |  | 323.1934 | 359.1038
662492948637 | 10" Dia. 36" Length | 10DTC-36SS-2 | 810017159 |  |  |  | 12 | 477.1035 | 530.115
662492948620 | 10" Dia. 48" Length | 10DTC-48SS-2 | 810017158 |  |  |  | 12 | 623.3048 | 692.5608
662492949009 | 10" Dia. Connector Pipe Adapter | 10DTC-CA | 810017194 |  |  |  |  | 94.5897 | 105.0996
662492924662 | 10" Dia. Anchor Plate | 10DTC-AP | 810013634 |  |  |  |  | 157.7534 | 175.2816
662492948941 | 10" Dia. 15° Elbow | 10DTC-E15SS-2 | 810017188 |  |  |  |  | 326.2792 | 362.5324
662492948934 | 10" Dia. 30° Elbow | 10DTC-E30SS-2 | 810017187 |  |  |  |  | 368.6 | 409.5556
662492948927 | 10" Dia. 45° Elbow | 10DTC-E45SS-2 | 810017186 |  |  |  |  | 449.3984 | 499.3315
662492924709 | 10" Dia. 12/12 flashing | 10DTC-F12 | 810013638 |  |  |  |  | 229.339 | 254.8211
662492924716 | 10" Dia. 21/12 flashing | 10DTC-F21 | 810013639 |  |  |  |  | 310.1151 | 344.5723
662492924723 | 10" Dia. 7/12 flashing | 10DTC-F7 | 810013640 |  |  |  |  | 234.7085 | 260.7872
662492924730 | 10" Dia. flat flashing | 10DTC-FF | 810013641 |  |  |  |  | 243.1637 | 270.1819
662492924747 | 10" Dia. 12/12 peak flashing | 10DTC-FP12 | 810013642 |  |  |  |  | 320.8874 | 356.5416
662492924754 | 10" Dia. 7/12 peak flashing | 10DTC-FP7 | 810013643 |  |  |  |  | 320.8874 | 356.5416
662492924761 | 10" Dia. Firestop radiation shield | 10DTC-FRS | 810013644 |  |  |  |  | 116.9588 | 129.9542
662492924778 | 10" Dia. Firestop | 10DTC-FS | 810013645 |  |  |  |  | 41.5633 | 46.1815
662492924785 | 10" Dia. Angled Firestop 30° | 10DTC-FS30 | 810013646 |  |  |  |  | 116.8474 | 129.8304
662492924792 | 10" Dia. Angled Firestop 45° | 10DTC-FS45 | 810013647 |  |  |  |  | 160.0705 | 177.8561
662492924815 | 10" Dia. Floor Support plate | 10DTC-FSP | 810013648 |  |  |  |  | 285.4845 | 317.205
662492924822 | 10" Dia. Guy Wire Band | 10DTC-GWB | 810013649 |  |  |  |  | 87.7274 | 97.4749
662492924846 | 10" Dia. Adj. Attic Radiation Shield | 10DTC-ISIA | 810013651 |  |  |  |  | 223.925 | 248.8055
662492924860 | 10" Dia. ROOF SUPPORT | 10DTC-RS | 810013652 |  |  |  |  | 126.205 | 140.2277
662492924877 | 10" Dia. Storm Collar | 10DTC-SC | 810013653 |  |  |  |  | 51.5447 | 57.2719
662492924938 | 10" Dia. twist lock tee cap | 10DTC-TCI | 810013654 |  |  |  |  | 163.925 | 182.1388
662492924969 | 10" Dia. Adj. Tee Support | 10DTC-TSA | 810013657 |  |  |  |  | 344.7493 | 383.0548
662492949139 | 10" Dia. Adj. Tee Support w/ coupler | 10DTC-TSAC-2 | 810017207 |  |  |  |  | 344.7493 | 383.0548
662492948743 | 10" Dia. Tee | 10DTC-TSS-2 | 810017168 |  |  |  |  | 729.4996 | 810.5552
662492948330 | 10" Dia. Vertical Cap | 10VC | 810017130 |  |  |  |  | 237.9056 | 264.3396
662492925003 | 10" Dia. Wall Radiation shield 30° | 10DTC-WRSI30 | 810013661 |  |  |  |  | 498.6371 | 554.0413
662492925010 | 10" Dia. Wall Radiation shield 45° | 10DTC-WRSI45 | 810013662 |  |  |  |  | 498.6371 | 554.0413
662492948798 | 10" Dia. wall thimble | 10DTC-WTI-2 | 810017173 |  |  |  |  | 206.2346 | 229.1496
662492948224 | 10" Dia. Uni. Wall strap | 10DTC-WSU-2 | 810017122 |  |  |  |  | 64.6342 | 71.8158
662492925041 | 10" Dia. Uni. Roof Brace | 10DTC-XRB | 810013665 |  |  |  |  | 229.339 | 254.8211
662492948361 | 10" Dia. Re-support bracket | 10DTC-RESU-2 | 810017133 |  |  |  |  | 157.7423 | 175.2692
662492949023 | Snow Splitter | SP | 810017196 | 1 | 0 | 0.68 |  | 264.7753 | 294.1948

## DuraTech Premium
DuraTech Premium
U. S. SUGGESTED LIST PRICES
DTP 2'' INSULATED CHIMNEY SYSTEM
UPC-A Listing | Description | DTP GA # | pcs/ctn | weight | cube | pallet qty | M.A.P. | 05/12/2025 MSRP (ea.)
0.9
6" Diameter
789665254866 | LENGTH 6" X 8" Stainless Steel Outer | 6DTP-08 | 1 | 7 | 0.606 | 64 | 289.2477 | 321.3863
789665254873 | LENGTH 6" X 12" Stainless Steel Outer | 6DTP-12 | 1 | 10.2 | 0.98 | 64 | 332.5169 | 369.4632
789665254880 | LENGTH 6" X 18" Stainless Steel Outer | 6DTP-18 | 1 | 14.9 | 1.3 | 48 | 397.4538 | 441.6153
789665254897 | LENGTH 6" X 24" Stainless Steel Outer | 6DTP-24 | 1 | 19.6 | 1.7 | 32 | 474.2138 | 526.9042
789665254903 | LENGTH 6" X 36" Stainless Steel Outer | 6DTP-36 | 1 | 29.2 | 2.6 | 16 | 608.9685 | 676.6317
789665254910 | LENGTH 6" X 48" Stainless Steel Outer | 6DTP-48 | 1 | 38.5 | 3.1 | 16 | 794.924 | 883.2489
789665254927 | ADJUSTABLE LENGTH | 6DTP-ADJ | 1 | 6.4 | 0.8 |  | 397.4538 | 441.6153
789665254934 | INSULATED TEE (TC INCLUDED) | 6DTP-T | 1 | 17 | 1.4 |  | 715.2288 | 794.6987
789665254941 | REPLACEMENT TEE CAP FOR DTP-T | 6DTP-TC | 5 | 1 | 0.05 |  | 81.6575 | 90.7306
789665254965 | INSULATED ELBOW 15 DEGREE Stainless Steel Outer | 6DTP-15E | 2 | 2 | 0.2 | 128 | 265.6343 | 295.1492
789665254972 | INSULATED ELBOW 30 DEGREE Stainless Steel Outer | 6DTP-30E | 1 | 9.9 | 1 | 64 | 313.834 | 348.7044
789665298167 | CHIMNEY ADAPTER | 6DTP-CA | 10 | 1 | 0.09 |  | 62.9746 | 69.9717
789665255009 | REDUCE CLEARANCE SQUARE SUPPORT INSULATED | 6DTP-RCS | 1 | 0 | 3.2 | 18 | 511.5797 | 568.4219
789665255023 | FINISH SUPPORT WITH COUPLER | 6DTP-SFC | 1 | 9.3 | 2.82 |  | 370.9052 | 412.1169
789665296408 | ADJUSTABLE TEE SUPPORT WITH MALE COUPLER | 6DTP-ATSC-2 | 1 | 11.5 | 0.83 |  | 295.151 | 327.9456
789665255054 | ADJUSTABLE TEE SUPPORT WITH COLLAR | 6DTP-ATS | 1 | 10 | 1 |  | 295.151 | 327.9456
789665296576 | OFFSET SUPPORT | DTP-URES-2 | 10 | 4 | 0.25 |  | 226.3391 | 251.4879
789665256105 | ROOF SUPPORT | DTP-RS | 10 | 4 | 0.25 |  | 222.7113 | 247.457
789665255092 | ANCHOR PLATE | 6DTP-AP | 5 | 3.1 | 0.45 |  | 191.8424 | 213.1582
789665255108 | FIRESTOP | 6DTP-FS | 10 | 2 | 0.05 |  | 37.3659 | 41.5177
789665255115 | RADIATION SHIELD | 6DTP-RS | 1 | 4.1 | 2 |  | 131.836 | 146.4844
789665255139 | ADJUSTABLE INSULATED ATTIC RADIATION SHIELD | 6DTP-AARS | 1 | 13.1 | 3.43 | 27 | 238.0798 | 264.5331
789665298266 | INSULATED WALL THIMBLE | 6DTP-WTI-2 | 1 | 4.6 | 2.37 |  | 169.2184 | 188.0204
789665255436 | 30-DEGREE WALL RADIATION SHIELD INSULATED | 6DTP-WRSI30 | 1 | 10.5 | 1.27 |  | 462.3906 | 513.7674
789665255177 | 45 DEGREE WALL RADIATION SHIELD INSULATED | 6DTP-WRSI45 | 1 | 7 | 2.03 |  | 492.3856 | 547.0951
789665261642 | PASS-THROUGH RADIATION SHIELD DTP 6" | 6DTP-SRSE | 1 |  |  |  | 478.1879 | 531.3198
789665255184 | ROOF BRACE | DTP-XRSU | 1 |  |  |  | 288.786 | 320.8733
789665296422 | WALL BAND | DTP-AWBU-2 | 10 |  |  |  | 78.7058 | 87.4509
789665255207 | FLAT ROOF FLASHING | 6DTP-FF | 5 | 6.2 | 1.04 |  | 243.9832 | 271.0924
789665255214 | ADJUSTABLE ROOF FLASHING 1/12 -7/12 | 6DTP-F7 | 5 | 6.6 | 1.04 |  | 227.246 | 252.4956
| ADJUSTABLE ROOF FLASHING 8/12 -12/12 | 6DTP-F12 | 2 | 6.9 | 2.14 |  | 236.101 | 262.3345
789665255238 | ADJUSTABLE ROOF FLASHING 12/12 -21/12 | 6DTP-F21 | 1 | 11.2 | 5.93 |  | 376.8085 | 418.6762
789665255245 | PEAK ROOF FLASHING 1/12 -7/12 | 6DTP-FP7 | 1 | 8.3 | 5.16 |  | 365.0183 | 405.5759
789665255252 | PEAK ROOF FLASHING 8/12 -12/12 | 6DTP-FP12 | 1 | 8.2 | 6.24 |  | 365.0183 | 405.5759
789665255269 | STORM COLLAR | 6DTP-SC | 10 | 1.1 | 0.13 |  | 50.1785 | 55.7539
789665297573 | SNOW SPLITTER | SP | 1 | 8.2 | 0.68 |  | 332.5169 | 369.4632
789665297924 | REGULAR CAP DTC/DTP 6" | 6VC | 1 | 3.4 | 0.94 | 64 | 162.7202 | 180.8002
789665298242 | UNIVERSAL SPARK ARRESTER BAND | SA | 10 | 1 | 0.06 |  | 38.3883 | 42.6536
789665256785 | TRIM COLLAR | 6DTP-TRC | 5 |  |  |  | 116.0717 | 128.9686
789665255313 | DECORATIVE COLLAR SINGLE WALL CONNECTOR | 6DTP-DC | 25 | 0.4 | 0.07 |  | 84.098 | 93.4422
789665332823 | 6ID DTP DECORATOR SLEEVE | 6DTP-DS | 1 |  |  | 64 | 190.5593 | 211.7325
789665297245 | WALL SUPPORT KIT (DTP-TCC, DTP-WTI, DTP-T, DTP-AD, DTP-DVL, DTP-AWBU, DTP-WS, DTP-VC) | 6DTP-WSK-2 | 1 | 27 | 7.02 | 8 | 1319.2504 | 1465.8337
789665286713 | INTERIOR INSTALLATION KIT (INCLUDES DTP-ARS, DTP-SFC,DTP-VC) | 6DTP-IK-2 | 1 | 22.9 | 7.17 | 8 | 1319.2504 | 1465.8337
789665297429 | EXTERIOR INSTALLATION KIT (DTP-T, DTP-VC, DTP-AWBU, DTP-ATSC, DTP-WTI, DTP-AD, DTP-DVL) | 6DTP-EK-2 | 1 | 44.3 | 6.96 | 8 | 680.7816 | 756.424
778272744334 | IHP FIREPLACE ADAPTER S2100/DTP 6’’ | 6IHP2 | 1 |  |  |  | 87.9896 | 97.7662
7" Diameter
789665263202 | Length 8'' (Galv. Outer ) | 7DTP-08GA | 1 | 7.9 | 0.75 | 64 | 229.9503 | 255.5004
789665263219 | Length 12'' (Galv. Outer ) | 7DTP-12GA | 1 | 11 | 1.083 | 48 | 321.2062 | 356.8958
789665263226 | Length 18'' (Galv. Outer ) | 7DTP-18GA | 1 | 17 | 1.75 | 32 | 364.3355 | 404.8172
789665263233 | Length 24'' (Galv. Outer ) | 7DTP-24GA | 1 | 21 | 2.16 | 32 | 469.5876 | 521.7639
789665255405 | Length 24'' (Stainless Steel outer) | 7DTP-24 | 1 | 21 | 2.16 | 16 | 469.8591 | 522.0657
789665263240 | Length 36'' (Galv. Outer ) | 7DTP-36GA | 1 | 32.6 | 2.82 | 16 | 479.6728 | 532.9697
789665255412 | Length 36' (Stainless Steel outer) | 7DTP-36 | 1 | 32.6 | 2.82 |  | 614.7097 | 683.0108
789665263257 | Length 48'' (Galv. Outer ) | 7DTP-48GA | 1 | 41 | 4 |  | 575.1293 | 639.0326
789665255429 | Length 48'' (Stainless Steel outer) | 7DTP-48 | 1 | 41 | 4 |  | 757.7497 | 841.9441
789665263301 | Elbow 15-Degree (Galv. Outer ) | 7DTP-E15GA |  | 5 | 0.56 |  | 362.1265 | 402.3628
789665263318 | Elbow 30-Degree (Galv. Outer ) | 7DTP-E30GA |  | 5 | 0.56 |  | 470.7645 | 523.0716
789665255627 | Radiation Shield | 7DTP-RS |  | 5 | 2.71 |  | 173.8207 | 193.1341
789665261659 | PASS-THROUGH RADIATION SHIELD | 7DTP-SRSE |  |  |  |  | 510.2135 | 566.9039
789665296576 | Offset Support | DTP-URES-2 |  | 4 | 0.25 |  | 226.3291 | 251.4767
789665256105 | Roof Support | DTP-RS |  | 4 | 0.25 |  | 222.7078 | 247.4531
| 30-Degree Insulated Wall Radiation Shield | 7DTP-WRSI30 |  | 12 | 2.67 |  | 488.8708 | 543.1898
789665255610 | Firestop | 7DTP-FS |  | 5 | 0.02 |  | 65.1828 | 72.4253
789665255184 | Roof Brace | DTP-XRSU |  | 10 | 0.815 |  | 288.7959 | 320.8843
789665255726 | Flat Roof Flashing (includes spacer and Collar) | 7DTP-FF |  | 6 | 3 |  | 264.3524 | 293.7248
789665255733 | Adjustable Roof Flashing 5-30 Degree (includes spacer and collar) | 7DTP-F7 |  | 5 | 4.33 |  | 222.7078 | 247.4531
789665273607 | MALLEABLE ROOF FLASH 1/12-7/12 DTP 7" | 7DTP-F7DSA |  |  |  |  | 381.5738 | 423.9708
789665255740 | Adjustable Roof Flashing 30-45 Degree (includes spacer and collar) | 7DTP-F12 |  | 8 | 5.85 |  | 275.2161 | 305.7957
789665273645 | MALLEABLE ROOF FLASH 8/12 -12/12 DTP 7" | 7DTP-F12DSA |  |  |  |  | 389.5565 | 432.8405
789665255788 | Storm Collar | 7DTP-SC |  | 1.35 | 0.17 |  | 58.8456 | 65.384
789665255801 | Rain Cap | 7DTP-VC |  | 3.4 | 0.94 |  | 180.2585 | 200.2873
789665296309 | INSULATED TEE (TCS INCLUDED) | 7DTP-T-2 |  |  |  |  | 836.2148 | 929.1276
| CHIMNEY ADAPTER | 7DTP-CA |  |  |  |  | 66.9019 | 74.3355
789665255603 | ANCHOR PLATE | 7DTP-AP |  |  |  |  | 207.5846 | 230.6495
789665298259 | INSULATED WALL THIMBLE | 7DTP-WTI-2 |  |  |  |  | 179.0506 | 198.9451
789665296422 | WALL BAND | DTP-AWBU-2 |  |  |  |  | 78.7232 | 87.4702
789665298242 | UNIVERSAL SPARK ARRESTER BAND | SA |  |  |  |  | 38.3854 | 42.6505
789665256792 | TRIM COLLAR | 7DTP-TRC |  |  |  |  | 123.9699 | 137.7443
789665332830 | 7ID DTP DECORATOR SLEEVE | 7DTP-DS | 1 |  |  | 36 | 272.9633 | 303.2925
789665255436 | ADJUSTABLE LENGTH | 7DTP-ADJ |  |  |  |  | 253.9593 | 282.177
778272744341 | IHP FIREPLACE ADAPTER S2100/DTP 7’’ | 7IHP2 |  |  |  |  | 134.5852 | 149.5391
8" Diameter
789665255894 | LENGTH 8" X 8" Stainless Steel Outer | 8DTP-08 | 1 | 8.6 | 0.97 | 36 | 321.6996 | 357.444
789665255900 | LENGTH 8" X 12" Stainless Steel Outer | 8DTP-12 | 1 | 12.6 | 1.36 | 27 | 389.5881 | 432.8757
789665255917 | LENGTH 8" X 18" Stainless Steel Outer | 8DTP-18 | 1 | 18.5 | 1.61 | 18 | 471.2457 | 523.6063
789665255924 | LENGTH 8" X 24" Stainless Steel Outer | 8DTP-24 | 1 | 24.4 | 2.43 | 18 | 594.2266 | 660.2518
789665256778 | LENGTH 8" X 36" Stainless Steel Outer | 8DTP-36 | 1 |  |  | 12 | 814.5964 | 905.1071
789665255948 | LENGTH 8" X 48" Stainless Steel Outer | 8DTP-48 | 1 | 48.1 | 4.79 | 12 | 1064.4664 | 1182.7404
789665255955 | ADJUSTABLE LENGTH | 8DTP-ADJ | 1 | 7.6 | 1.3 |  | 446.6429 | 496.2698
789665296293 | INSULATED TEE (TCS INCLUDED) | 8DTP-T-2 | 1 | 22.9 | 2.27 |  | 913.9474 | 1015.4972
789665255993 | INSULATED ELBOW 15 DEGREE Stainless Steel Outer | 8DTP-15E | 2 | 8 | 0.72 |  | 321.6996 | 357.444
789665256006 | INSULATED ELBOW 30 DEGREE Stainless Steel Outer | 8DTP-30E | 1 | 12.2 | 1.26 |  | 389.5881 | 432.8757
789665298211 | CHIMNEY ADAPTER | 8DTP-CA | 10 | 1 | 0.11 |  | 78.7058 | 87.4509
789665256037 | REDUCE CLEARANCE CEILING SQUARE SUPPORT INSULATED | 8DTP-RCS | 1 | 0 | 0 |  | 550.9244 | 612.1382
789665256044 | SQUARE SUPPORT EXTENSION | 8DTP-SE | 1 | 0 | 0 |  | 251.8488 | 279.832
789665256051 | FINISH SUPPORT WITH COUPLER | 8DTP-SFC | 1 | 8.8 | 2.72 |  | 389.5881 | 432.8757
789665298341 | ADJUSTABLE TEE SUPPORT WITH MALE COUPLER | 8DTP-ATSC-2 | 1 | 10.72 | 0.83 |  | 321.6996 | 357.444
789665256082 | ADJUSTABLE TEE SUPPORT WITH COLLAR | 8DTP-ATS | 1 | 9 | 0.86 |  | 321.6996 | 357.444
789665296576 | OFFSET SUPPORT | DTP-URES-2 | 10 | 4 | 0.25 |  | 226.3391 | 251.4879
789665256105 | ROOF SUPPORT | DTP-RS | 10 | 4 | 0.25 |  | 222.7113 | 247.457
789665256112 | ANCHOR PLATE | 8DTP-AP | 5 | 3.1 | 2.26 |  | 224.3108 | 249.2342
789665256129 | FIRESTOP | 8DTP-FS | 10 | 1.43 | 0.06 |  | 48.1997 | 53.5552
789665256136 | RADIATION SHIELD | 8DTP-RS | 1 | 4.7 | 2.59 |  | 191.8424 | 213.1582
789665256150 | ADJUSTABLE INSULATED ATTIC RADIATION SHIELD | 8DTP-AARS | 1 | 16 | 3.85 |  | 263.672 | 292.9689
789665261666 | PASS-THROUGH RADIATION SHIELD DTP 8" | 8DTP-SRSE |  |  |  |  | 510.1451 | 566.8279
789665298273 | INSULATED WALL THIMBLE | 8DTP-WTI-2 | 1 | 9 | 2.29 |  | 199.708 | 221.8978
789665256198 | 30-DEGREE INSULATED WALL THIMBLE | 8DTP-WRSI30 | 1 | 9 | 2.51 |  | 576.5166 | 640.574
789665256204 | INSULATED WALL THIMBLE 45 DEGREE | 8DTP-WRSI45 | 1 | 7 | 2.03 |  | 596.1724 | 662.4138
789665296422 | WALL BAND | DTP-AWBU-2 | 10 |  |  |  | 78.7058 | 87.4509
789665256235 | FLAT ROOF FLASHING | 8DTP-FF | 5 | 11.33 | 3.37 |  | 291.1935 | 323.5483
789665256242 | ADJUSTABLE ROOF FLASHING 1/12 -7/12 | 8DTP-F7 | 5 | 11.32 | 9.47 |  | 265.6343 | 295.1492
| ADJUSTABLE ROOF FLASHING 8/12 -12/12 | 8DTP-F12 | 2 | 13.1 | 9.11 |  | 291.1935 | 323.5483
789665256266 | ADJUSTABLE ROOF FLASHING 12/12 -21/12 | 8DTP-F21 | 1 | 9 | 8.9 |  | 397.4538 | 441.6153
789665256273 | PEAK ROOF FLASHING 1/12 -7/12 | 8DTP-FP7 | 1 | 5 | 5.26 |  | 380.7496 | 423.0551
789665256280 | PEAK ROOF FLASHING 8/12 -12/12 | 8DTP-FP12 | 1 | 6 | 5.26 |  | 397.4538 | 441.6153
789665256297 | STORM COLLAR | 8DTP-SC | 10 | 1.35 | 0.17 |  | 62.9746 | 69.9717
789665297573 | SNOW SPLITTER | SP | 1 | 8.2 | 0.68 |  | 332.5169 | 369.4632
789665297931 | RAIN CAP | 8VC | 1 | 6 | 1.43 |  | 209.1334 | 232.3704
789665298242 | UNIVERSAL SPARK ARRESTER BAND | SA | 10 | 1 | 0.06 |  | 38.3883 | 42.6536
789665256808 | TRIM COLLAR | 8DTP-TRC | 5 | 1 | 0.03 |  | 142.6533 | 158.5037
789665256341 | DECORATIVE COLLAR | 8DTP-DC | 25 | 1.16 | 0.07 |  | 107.2167 | 119.1297
789665332847 | 8ID DTP DECORATOR SLEEVE | 8DTP-DS | 1 |  |  | 27 | 355.3673 | 394.8525

## DuraPlus
DURAPLUS 2100° HT Chimney Systems
UPC-A Listing | Description | Order # | Stock # | Pcs/ Ctn | Lbs/ Ctn | Cube | Plt Qty | M.A.P. | 05/12/2025 MSRP (ea.)
0.8
KITS
662492946497 | 6" DuraPlus Basic Kit (includes: DVL/DuraBlack Chimney Adapter, Snap-Lock Adapter, 11" Square Ceiling Support Box w/built-in starter section and trim, Adjustable Flashing 0/12 - 6/12, Chimney Cap, Storm Collar, | 6DP-KTUP | 810017011 | 1 | 31.8 | 9.22 | 8 | 776.9408 | 971.176
662492138403 | 6" DuraPlus Manufactured Home Kit (includes: DVL/DuraBlack Chimney Adapter, 24" Square Ceiling Support Box w/built-in starter section and trim, Adjustable Flashing 0/12 - 6/12, Chimney Cap, Storm Collar, [2] 24" DuraPlus Chimney Pipe) | 6DP-KMFG | 810000513 | 1 | 43 | 10.6736 | 4 | 1185.8423 | 1482.3029
662492946503 | 6" DuraPlus Through-the-Wall Kit (includes: DVL/DuraBlack Chimney Adapter, Snap-Lock Adapter, 9" DuraPlus Chimney Pipe, Wall Thimble, Tee w/Cap, [2] Adjustable Wall Strap, Tee Support Bracket, Chimney Cap) | 6DP-KOUT | 810017012 | 1 | 41.42 | 9.22 | 8 | 1352.1255 | 1690.1569
6" DURAPLUS 2100° HT
662492007853 | 6" Chimney Pipe | 6DP-06 | 810000515 | 1 | 3.54 | 0.4876 | 80 | 123.8877 | 154.8597
662492007914 | 9" Chimney Pipe | 6DP-09 | 810000516 | 1 | 5.08 | 0.6436 | 112 | 145.7475 | 182.1844
662492007860 | 12" Chimney Pipe | 6DP-12 | 810000517 | 1 | 6.74 | 0.8789 | 36 | 166.3297 | 207.9121
662492656938 | 12" Chimney Pipe- SS | 6DP-12SS | 810000518 | 1 | 6.7 | 0.9155 | 36 | 183.3236 | 229.1546
662492007921 | 24" Chimney Pipe | 6DP-24 | 810000519 | 1 | 11.8 | 2.041 | 24 | 245.4756 | 306.8446
662492007938 | 24" Chimney Pipe - SS | 6DP-24SS | 810000520 | 1 | 11.24 | 2.041 | 24 | 286.9884 | 358.7355
662492007891 | 36" Chimney Pipe | 6DP-36 | 810000521 | 1 | 17.88 | 2.9888 | 24 | 347.3642 | 434.2052
662492701500 | 36" Chimney Pipe (CF) | 6DP-36CF | 810000522 | 1 | 17.88 | 3.3995 | 24 | 371.6864 | 464.608
662492007907 | 36" Chimney Pipe - SS | 6DP-36SS | 810000523 | 1 | 15 | 2.9888 | 24 | 371.8723 | 464.8403
662492282304 | 36" Chimney Pipe - SS (CF) | 6DP-36SSCF | 810000524 | 1 | 17.3 | 3.3995 | 24 | 397.9135 | 497.3919
662492645703 | 15° Elbow Kit - GA (includes: 2 Elbows & 1 Elbow Strap) | 6DP-E15 | 810000525 | 1 | 10 | 1.5599 | 33 | 583.0366 | 728.7958
662492281703 | 15° Elbow Kit - SS (includes: 2 Elbows & 1 Elbow Strap) | 6DP-E15KSS | 810000526 | 1 | 11 | 1.5599 | 33 | 805.3515 | 1006.6894
662492846001 | 30° Elbow Kit - GA (includes: 2 Elbows & 1 Elbow Strap) | 6DP-E30K | 810000527 | 1 | 12 | 1.5599 | 36 | 775.454 | 969.3175
662492242001 | 30° Elbow Kit - SS (includes: 2 Elbows & 1 Elbow Strap) | 6DP-E30KSS | 810000528 | 1 | 12 | 1.5599 | 33 | 1074.5222 | 1343.1528
662492008157 | Elbow Strap | 6DP-ES | 810000529 | 1 | 4.66 | 1.0931 | 120 | 72.9202 | 91.1503
662492008027 | Round Ceiling Support Box | 6DP-RCS | 810000530 | 1 | 8.14 | 1.9822 | 30 | 241.2153 | 301.5191
662492008041 | Square Ceiling Support Box & Trim Collar - 11" tall | 6DP-CS11 | 810000531 | 1 | 9.14 | 1.5205 | 36 | 187.33 | 234.1624
662492008058 | Square Ceiling Support Box & Trim Collar - 24" tall | 6DP-CS24 | 810000532 | 1 | 13.74 | 3.1531 | 27 | 209.8867 | 262.3583
662492008065 | Square Ceiling Support Box & Trim Collar - 36" tall | 6DP-CS36 | 810000533 | 1 | 18.8 | 5.4074 | 12 | 439.2497 | 549.0621
662492008034 | Flat Ceiling Support Box (unfinished) | 6DP-FCS | 810000534 | 1 | 6.02 | 1.093 | 60 | 164.0264 | 205.033
662492007990 | Wall Thimble | 6DP-WT | 810000535 | 1 | 7.68 | 1.9822 | 30 | 151.2299 | 189.0374
662492008003 | Wall Thimble - SS | 6DP-WTSS | 810000536 | 1 | 6.76 | 1.9822 | 30 | 196.8777 | 246.0971
662492008195 | Tee w/Cap | 6DP-T | 810000537 | 1 | 10.5 | 1.5599 | 33 | 471.0893 | 588.8616
662492008201 | Tee w/Cap - SS | 6DP-TSS | 810000538 | 1 | 9.62 | 1.5599 | 33 | 526.1686 | 657.7107
662492008232 | Tee Support Bracket | 6DP-TSB | 810000539 | 1 | 8.1 | 1.7 | 45 | 197.5461 | 246.9326
662492008249 | Tee Support Bracket-SS | 6DP-TSBSS | 810000540 | 1 | 8.5 | 1.7 | 45 | 387.5751 | 484.4689
662492007846 | 6" Diameter Base Plate | 6DP-BP | 810000541 | 1 | 3.34 | 0.73 | 80 | 99.9126 | 124.8908
662492007945 | Transition Anchor Plate 14" x 17" | 6DP-AP14X17 | 810000542 | 1 | 8.68 | 1.9822 | 30 | 431.3886 | 539.2357
662492007952 | Transition Anchor Plate 17" x 17" | 6DP-AP17X17 | 810000543 | 1 | 8.75 | 1.9822 | 30 | 438.5667 | 548.2084
662492007969 | Transition Anchor Plate 13" x 21" | 6DP-AP13X21 | 810000544 | 1 | 9.6 | 1.9822 | 30 | 436.1043 | 545.1304
662492007976 | Transition Anchor Plate 17" x 21" | 6DP-AP17X21 | 810000545 | 1 | 12.18 | 1.9822 | 30 | 447.8124 | 559.7656
662492445808 | Starter Section | 6DP-SS | 810000546 | 1 | 3.2 | 0.6436 | 112 | 349.3388 | 436.6735
662492196298 | Adjustable Wall Strap | 6DP-AWS | 810000547 | 2 | 1.95 | 0.5532 | 60 | 97.6606 | 122.0758
662492008218 | Wall Strap | 6DP-WS | 810000548 | 1 | 3.9 | 1.093 | 120 | 61.0263 | 76.2828
662492008225 | Wall Strap - SS | 6DP-WSSS | 810000549 | 2 | 3.62 | 1.093 | 120 | 76.0331 | 95.0414
662492008010 | Firestop Radiation Shield | 6DP-FRS | 810000550 | 1 | 7.06 | 3.8648 | 16 | 146.6589 | 183.3236
662492009277 | Attic Insulation Shield | 6DP-IS | 810000551 | 1 | 8.24 | 2.729 | 20 | 163.4956 | 204.3695
662492009291 | Close Clearance Shield - 36" | 6DP-CCS36 | 810000552 | 1 set | 12.58 | 0.5506 | 144 | 274.5243 | 343.1554
662492009307 | Close Clearance Shield - 48" | 6DP-CCS48 | 810000553 | 1 set | 19 | 0.73 | --- | 179.4084 | 224.2605
662492009314 | Close Clearance Shield - 60" | 6DP-CCS60 | 810000554 | 1 set | 20.44 | --- | --- | 1449.8278 | 1812.2847
662492227602 | Flat Roof Flashing (tall cone) ventilated | 6DP-FF | 810000555 | 1 | 6.42 | 3.666 | 50 | 139.9399 | 174.9249
662492712603 | Adjustable Flashing 0/12 - 6/12 ventilated | 6DP-F6 | 810000556 | 1 | 4 | --- | 9 | 129.3004 | 161.6255
662492875803 | Adjustable Flashing 7/12 - 12/12 ventilated | 6DP-F12 | 810000557 | 1 | 7.29 | --- | 50 | 218.2728 | 272.8411
662492782606 | Adjustable Flashing 13/12 - 18/12 ventilated | 6DP-F18 | 810000558 | 1 | 14 | --- | --- | 823.5909 | 1029.4886
662492128701 | Adjustable Flashing 19/12 - 24/12 ventilated | 6DP-F24 | 810000559 | 1 | 14 | --- | --- | 498.2456 | 622.8071
662492526989 | DSA Adjustable Flashing 0/12 - 6/12 | 6DP-F6DSA | 810000560 | 1 | 4 | --- | --- | 205.682 | 257.1025
662492527818 | DSA Adjustable Flashing 7/12-12/12 | 6DP-F12DSA | 810000561 | 1 | 7.29 | --- | --- | 326.6891 | 408.3614
662492009284 | Storm Collar | 6DP-SC | 810000562 | 1 | 10.1 | 0.3581 | 1160 | 27.7371 | 34.6714
662492159514 | Extended Roof Bracket | 6DP-XRB | 810000563 | 1 | 2.6 | 0.2309 | 66 | 230.9566 | 288.6958
662492008270 | Chimney Cap | 6DP-VC | 810000564 | 1 | 4.12 | 1.2202 | 60 | 167.77 | 209.7124
662492007747 | Chase Air Intake w/Rodent Guard | 6DT-CAI | 810005052 | 1 | 2.56 | 0.6945 | 100 | 239.0397 | 298.7996
7" DURAPLUS 2100° HT
662492008324 | 6" Chimney Pipe | 7DP-06 | 810000565 | 1 | 4.6 | 0.9315 | 60 | 153.9246 | 192.4058
662492008386 | 9" Chimney Pipe | 7DP-09 | 810000566 | 1 | 5.64 | 0.9315 | 60 | 177.3177 | 221.6471
662492008331 | 12" Chimney Pipe | 7DP-12 | 810000567 | 1 | 7.36 | 1.3507 | 36 | 211.2805 | 264.1006
662492008393 | 24" Chimney Pipe | 7DP-24 | 810000568 | 1 | 12.88 | 2.041 | 24 | 313.0064 | 391.258
662492008409 | 24" Chimney Pipe - SS | 7DP-24SS | 810000569 | 1 | 11.68 | 2.041 | 24 | 382.7209 | 478.4011
662492008362 | 36" Chimney Pipe | 7DP-36 | 810000570 | 1 | 18.86 | 2.9162 | 24 | 414.1748 | 517.7185
662492008379 | 36" Chimney Pipe - SS | 7DP-36SS | 810000571 | 1 | 18.32 | 2.9162 | 24 | 525.1945 | 656.4931
662492585405 | 15° Elbow Kit - GA (includes: 2 Elbows & 1 Elbow Strap) | 7DP-E15 | 810000572 | 1 | 11 | 2.2258 | 20 | 707.4122 | 884.2652
662492872703 | 15° Elbow Kit - SS (includes: 2 Elbows & 1 Elbow Strap) | 7DP-E15KSS | 810000573 | 1 | 11 | 2.2258 | 20 | 977.3959 | 1221.7449
662492261903 | 30° Elbow Kit - GA (includes: 2 Elbows & 1 Elbow Strap) | 7DP-E30 | 810000574 | 1 | 11 | 2.2258 | 20 | 899.8296 | 1124.787
662492522806 | 30° Elbow Kit - SS (includes: 2 Elbows & 1 Elbow Strap) | 7DP-E30KSS | 810000575 | 1 | 11 | 2.2258 | 20 | 1233.3485 | 1541.6856
662492008621 | Elbow Strap | 7DP-ES | 810000576 | 1 | 4.72 | 1.093 | 36 | 73.7333 | 92.1666
662492008492 | Round Ceiling Support Box | 7DP-RCS | 810000577 | 1 | 8.44 | 1.9822 | 30 | 411.7954 | 514.7443
662492008515 | Square Ceiling Support Box & Trim Collar - 11" tall | 7DP-CS11 | 810000578 | 1 | 9.14 | 1.5205 | 36 | 384.3412 | 480.4265
662492008522 | Square Ceiling Support Box & Trim Collar - 24" tall | 7DP-CS24 | 810000579 | 1 | 14.24 | 3.1531 | 27 | 466.7039 | 583.3799
662492008539 | Square Ceiling Support Box & Trim Collar - 36" tall | 7DP-CS36 | 810000580 | 1 | 19 | 5.4074 | 12 | 543.5721 | 679.4652
662492008508 | Flat Ceiling Support Box (unfinished) | 7DP-FCS | 810000581 | 1 | 5.86 | 1.093 | 60 | 356.887 | 446.1087
662492008461 | Wall Thimble | 7DP-WT | 810000582 | 1 | 7.86 | 1.9822 | 30 | 395.9745 | 494.9681
662492008478 | Wall Thimble - SS | 7DP-WTSS | 810000583 | 1 | 6.75 | 1.9822 | 30 | 218.1335 | 272.6668
662492008669 | Tee w/Cap | 7DP-T | 810000584 | 1 | 13.36 | 2.2258 | 20 | 577.0432 | 721.304
662492008676 | Tee w/Cap - SS | 7DP-TSS | 810000585 | 1 | 12.44 | 2.2258 | 20 | 634.1435 | 792.6794
662492008706 | Tee Support Bracket | 7DP-TSB | 810000586 | 1 | 10.58 | 2.3662 | 24 | 223.1977 | 278.9971
662492008713 | Tee Support Bracket - SS | 7DP-TSBSS | 810000587 | 1 | 9.75 | 2.3662 | 24 | 387.576 | 484.47
662492547106 | Base Plate | 7DP-BP | 810000588 | 1 | 3.8 | 1.093 | 60 | 192.1616 | 240.202
662492513866 | Adjustable Wall Strap | 7DP-AWS | 810000589 | 1 | 2.03 | 0.5532 | 60 | 106.2791 | 132.8489
662492008683 | Wall Strap | 7DP-WS | 810000590 | 2 | 4.06 | 1.093 | 120 | 82.3627 | 102.9534
662492008690 | Wall Strap - SS | 7DP-WSSS | 810000591 | 2 | 3.5 | 1.093 | 120 | 81.9104 | 102.388
662492008485 | Firestop Radiation Shield | 7DP-FRS | 810000592 | 1 | 7.1 | 3.8648 | 16 | 183.3236 | 229.1546
662492009277 | Attic Insulation Shield | 6DP-IS | 810000551 | 1 | 8.24 | 2.729 | 20 | 163.4956 | 204.3695
662492009291 | Close Clearance Shield - 36" | 6DP-CCS36 | 810000552 | 1 set | 12.58 | 0.5506 | 144 | 274.5319 | 343.1649
662492009307 | Close Clearance Shield - 48" | 6DP-CCS48 | 810000553 | 1 set | 19 | 0.73 | --- | 179.4084 | 224.2605
662492009314 | Close Clearance Shield - 60" | 6DP-CCS60 | 810000554 | 1 set | 20.44 | --- | --- | 1449.8278 | 1812.2847
662492811306 | Flat Roof Flashing (tall cone) ventilated | 7DP-FF | 810000593 | 1 | 6.51 | --- | --- | 263.9657 | 329.9571
662492533505 | Adjustable Flashing 0/12 - 6/12 ventilated | 7DP-F6 | 810000594 | 1 | 4 | --- | 200 | 145.3991 | 181.7489
662492688700 | Adjustable Flashing 7/12 - 12/12 ventilated | 7DP-F12 | 810000595 | 1 | 8.21 | --- | --- | 658.8655 | 823.5819
662492625606 | Adjustable Flashing 13/12 - 18/12 ventilated | 7DP-F18 | 810000596 | 1 | 14 | --- | --- | 370.5481 | 463.1852
662492581100 | Adjustable Flashing 19/12 - 24/12 ventilated | 7DP-F24 | 810000597 | 1 | 6.56 | --- | --- | 548.7718 | 685.9647
662492009284 | Storm Collar | 6DP-SC | 810000562 | 1 | 10.1 | 0.2209 | 1160 | 27.7371 | 34.6714
662492789537 | Extended Roof Bracket | 7DP-XRB | 810000598 | 1 | 3.1 | 0.2309 | 75 | 237.4844 | 296.8555
662492008744 | Chimney Cap | 7DP-VC | 810000599 | 1 | 5.22 | 1.22 | 30 | 224.2431 | 280.3038
8" DURAPLUS 2100° HT
662492008805 | 6" Chimney Pipe | 8DP-06 | 810000600 | 1 | 4.42 | 0.9315 | 60 | 195.3212 | 244.1515
662492008867 | 9" Chimney Pipe | 8DP-09 | 810000601 | 1 | 6.28 | 0.9315 | 60 | 221.8968 | 277.371
662492008812 | 12" Chimney Pipe | 8DP-12 | 810000602 | 1 | 8.2 | 1.361 | 60 | 264.0135 | 330.0169
662492008874 | 24" Chimney Pipe | 8DP-24 | 810000603 | 1 | 15 | 2.8109 | 18 | 359.1652 | 448.9565
662492874370 | 24" Chimney Pipe (CF) | 8DP-24CF | 810000604 | 1 | 14.34 | 3.8518 | --- | 384.3005 | 480.3757
662492008881 | 24" Chimney Pipe - SS | 8DP-24SS | 810000605 | 1 | 13.9 | 2.8109 | 18 | 478.4069 | 598.0086
662492874561 | 24" Chimney Pipe - SS (CF) | 8DP-24SSCF | 810000606 | 1 | 13.9 | 3.8518 | --- | 511.8819 | 639.8524
662492008843 | 36" Chimney Pipe | 8DP-36 | 810000607 | 1 | 21.86 | 4.1913 | 18 | 506.6086 | 633.2607
662492350317 | 36" Chimney Pipe (CF) | 8DP-36CF | 810000608 | 1 | 21.86 | 5.6296 | 12 | 542.0814 | 677.6018
662492008850 | 36" Chimney Pipe - SS | 8DP-36SS | 810000609 | 1 | 20.14 | 4.1913 | 18 | 553.5108 | 691.8885
662942146125 | 36" Chimney Pipe - SS (CF) | 8DP-36SSCF | 810000610 | 1 | 20.14 | 5.6296 | 12 | 592.2591 | 740.3238
662492858103 | 15° Elbow Kit - GA (includes: 2 Elbows & 1 Elbow Strap) | 8DP-E15 | 810000611 | 1 | 6.58 | 2.2258 | 20 | 733.8948 | 917.3685
662492882702 | 15° Elbow Kit - SS (includes: 2 Elbows & 1 Elbow Strap) | 8DP-E15KSS | 810000612 | 1 | 6.58 | 2.2258 | 20 | 1072.6638 | 1340.8297
662492847503 | 30° Elbow Kit - GA (includes: 2 Elbows & 1 Elbow Strap) | 8DP-E30K | 810000613 | 1 | 6.36 | 2.2258 | 20 | 942.1786 | 1177.7233
662492543702 | 30° Elbow Kit - SS (includes: 2 Elbows & 1 Elbow Strap) | 8DP-E30KSS | 810000614 | 1 | 6.5 | 2.2258 | 20 | 1323.3198 | 1654.1498
662492009109 | Elbow Strap | 8DP-ES | 810000615 | 1 | 8.56 | 1.093 | 120 | 81.3993 | 101.7492
662492008973 | Round Ceiling Support Box | 8DP-RCS | 810000616 | 1 | 9 | 1.8792 | 30 | 318.4619 | 398.0773
662492008997 | Square Ceiling Support Box & Trim Collar - 11" tall | 8DP-CS11 | 810000617 | 1 | 9.28 | 1.5205 | 36 | 253.7224 | 317.1531
662492009000 | Square Ceiling Support Box & Trim Collar - 24" tall | 8DP-CS24 | 810000618 | 1 | 14.48 | 3.1531 | 27 | 276.0933 | 345.1166
662492009017 | Square Ceiling Support Box & Trim Collar - 36" tall | 8DP-CS36 | 810000619 | 1 | 19.42 | 5.4074 | 12 | 429.5069 | 536.8836
662492008980 | Flat Ceiling Support Box (unfinished) | 8DP-FCS | 810000620 | 1 | 6.06 | 1.093 | 60 | 177.5345 | 221.9181
662492008942 | Wall Thimble | 8DP-WT | 810000621 | 1 | 7.46 | 1.9822 | 30 | 194.694 | 243.3675
662492008959 | Wall Thimble - SS | 8DP-WTSS | 810000622 | 1 | 6.75 | 1.9822 | 30 | 225.8692 | 282.3365
662492009147 | Tee w/Cap | 8DP-T | 810000623 | 1 | 13.52 | 2.1496 | 20 | 675.4936 | 844.367
662492009154 | Tee w/Cap - SS | 8DP-TSS | 810000624 | 1 | 14 | 2.1496 | 20 | 747.2059 | 934.0073
662492009185 | Tee Support Bracket | 8DP-TSB | 810000625 | 1 | 9.58 | 2.3662 | 24 | 245.4524 | 306.8155
662492009192 | Tee Support Bracket - SS | 8DP-TSBSS | 810000626 | 1 | 11.08 | 2.3662 | 24 | 387.576 | 484.47
662492008799 | Base Plate | 8DP-BP | 810000627 | 1 | 9.1 | 0.731 | 80 | 147.002 | 183.7525
662492008898 | Transition Anchor Plate 14" x 17" (DuraPlus) | 8DP-AP14X17 | 810000628 | 1 | 6.5 | 1.5205 | --- | 554.295 | 692.8687
662492008904 | Transition Anchor Plate 17" x 17" (DuraPlus) | 8DP-AP17X17 | 810000629 | 1 | 9.84 | 1.9822 | 30 | 451.7152 | 564.6439
662492008911 | Transition Anchor Plate 13" x 21" (DuraPlus) | 8DP-AP13X21 | 810000630 | 1 | 7.5 | 1.9822 | 30 | 449.183 | 561.4788
662492008928 | Transition Anchor Plate 17" x 21" (DuraPlus) | 8DP-AP17X21 | 810000631 | 1 | 10 | 2.1468 | 20 | 461.2396 | 576.5495
662492249000 | Starter Section | 8DP-SS | 810000632 | 1 | 4.1 | 0.7 | --- | 355.8897 | 444.8622
662492305799 | Adjustable Wall Strap | 8DP-AWS | 810000633 | 2 | 4.26 | 1.0931 | 60 | 122.7727 | 153.4658
662492009161 | Wall Strap | 8DP-WS | 810000634 | 2 | 8.52 | 1.093 | 120 | 76.7068 | 95.8835
662492009178 | Wall Strap - SS | 8DP-WSSS | 810000635 | 2 | 3.98 | 1.093 | 120 | 131.7767 | 164.7209
662492008966 | Firestop Radiation Shield | 8DP-FRS | 810000636 | 1 | 6.84 | 3.8648 | 16 | 164.0264 | 205.033
662492009277 | Attic Insulation Shield | 6DP-IS | 810000551 | 1 | 8.24 | 2.729 | 20 | 163.4956 | 204.3695
662492009291 | Close Clearance Shield - 36" | 6DP-CCS36 | 810000552 | 1 set | 12.58 | 0.5506 | 144 | 274.5319 | 343.1649
662492009307 | Close Clearance Shield - 48" | 6DP-CCS48 | 810000553 | 1 set | 19 | 0.73 | --- | 179.4084 | 224.2605
662492009314 | Close Clearance Shield - 60" | 6DP-CCS60 | 810000554 | 1 set | 20.44 | --- | --- | 1449.8278 | 1812.2847
662492561904 | Flat Roof Flashing (tall cone) ventilated | 8DP-FF | 810000637 | 1 | 6.56 | --- | 50 | 210.0493 | 262.5616
662492176702 | Adjustable Flashing 0/12 - 6/12 ventilated | 8DP-F6 | 810000638 | 1 | 4.5 | --- | 200 | 178.665 | 223.3313
662492471005 | Adjustable Flashing 7/12 - 12/12 ventilated | 8DP-F12 | 810000639 | 1 | 10 | --- | --- | 298.2319 | 372.7899
662492377000 | Adjustable Flashing 13/12 - 18/12 ventilated | 8DP-F18 | 810000640 | 1 | 14 | --- | --- | 402.6293 | 503.2866
662492719800 | Adjustable Flashing 19/12 - 24/12 ventilated | 8DP-F24 | 810000641 | 1 | 12.4 | --- | --- | 581.5266 | 726.9083
662492710616 | DSA Adjustable Flashing 0/12 - 6/12 | 8DP-F6DSA | 810000642 | 1 | 4.5 | --- | --- | 246.823 | 308.5288
662492366318 | DSA Adjustable Flashing 7/12-12/12 | 8DP-F12DSA | 810000643 | 1 | 10 | --- | --- | 365.391 | 456.7387
662492009284 | Storm Collar | 6DP-SC | 810000562 | 1 | 10.1 | 0.2209 | 1160 | 27.7371 | 34.6714
662492277041 | Extended Roof Bracket | 8DP-XRB | 810000644 | 1 | 3.72 | 0.2309 | 72 | 244.0586 | 305.0732
662492009222 | Chimney Cap | 8DP-VC | 810000645 | 1 | 5.34 | 1.8792 | 30 | 252.0963 | 315.1204
662492147283 | Spark Arrestor | 5DT-SA | 810000054 | 1 |  |  | 210 | 33.969 | 42.4612
(CF) Designation indicates additional protective carton foam for shipping.

## DuraChimney II
DURACHIMNEY II
UPC-A Listing | Description | Order # | Stock # | Pcs/ Ctn | Lbs/ Ctn | Cube | Plt Qty | M.A.P. | 05/12/2025 MSRP (ea.)
0.9
8" Chimney
662492916070 | 8" DIAMETER 12" LENGTH CHIMNEY PIPE | 8DCA-12 | 810013678 | 1 | 4 | 1.243 | 45 | 172.5985 | 191.7762
662492916063 | 8" DIAMETER 18" LENGTH CHIMNEY PIPE | 8DCA-18 | 810013677 | 1 | 7 | 1.864 | 36 | 189.3016 | 210.3351
662492916056 | 8" DIAMETER 24" LENGTH CHIMNEY PIPE | 8DCA-24 | 810013676 | 1 | 7 | 2.485 | 27 | 204.1488 | 226.832
662492916049 | 8" DIAMETER 36" LENGTH CHIMNEY PIPE | 8DCA-36 | 810013675 | 1 | 10 | 3.727 | 18 | 237.555 | 263.95
662492916032 | 8" DIAMETER 48" LENGTH CHIMNEY PIPE | 8DCA-48 | 810013674 | 1 | 15.2 | 4.97 | 9 | 278.3848 | 309.3164
662492916162 | 8" DIAMETER ANCHOR PLATE | 8DCA-AP | 810013686 | 1 | 5.133 | 1.504 | 36 | 454.6951 | 505.2168
662492917060 | 8" DIA. DCA ANCHOR PLATE W/ DAMPER | 8DCA-APD | 810013702 | 1 | 5.133 | 1.504 | 36 | 857.425 | 952.6945
662492916667 | 8" CHASE TOP COLLAR | 8DCA-CTC | 810013706 | 1 | 4.293 | 1.246 |  | 189.3016 | 210.3351
662492916650 | 8" CHASE TOP FLASHING | 8DCA-CTF | 810013705 | 1 | 10.961 | 3.932 |  | 296.9437 | 329.9375
662492916575 | 8" DCA 15° ELBOW KIT | 8DCA-E15K | 810013697 | 1 | 10.85 | 2.226 | 20 | 463.9746 | 515.5273
662492916087 | 8" DCA 30° ELBOW KIT | 8DCA-E30K | 810013679 | 1 | 10.85 | 2.226 | 20 | 463.9746 | 515.5273
662492916582 | 8" DIAMETER ELBOW STRAP | 8DCA-ES | 810013698 | 1 | 3.05 | 0.578 | 16 | 107.6421 | 119.6023
662492916155 | 8" DCA FLASHING 6/12-12/12 | 8DCA-F12 | 810013685 | 1 | 8.356 |  |  | 334.0617 | 371.1797
662492916148 | 8" DCA FLASHING 0/12-6/12 | 8DCA-F6 | 810013684 | 1 | 4.606 |  |  | 198.5811 | 220.6457
662492916094 | 8" DCA FIRESTOP SPACER | 8DCA-FS | 810013680 | 1 | 2 | 0.573 | 100 | 77.9477 | 86.6086
662492916100 | 8" DCA 30° FIRESTOP | 8DCA-FS30 | 810013681 | 10 | 4.506 | 0.555 | 160 | 135.4806 | 150.534
662492916629 | 8" DIAMETER ATTIC INSULATION SHIELD | 8DCA-IS | 810013703 | 1 | 10.331 | 4.043 |  | 590.1757 | 655.7508
662492916636 | 8" DIAMETER ROOF RADIATION SHIELD | 8DCA-RRS | 810013704 | 1 | 3.3 | 0.602 | 90 | 70.5241 | 78.3602
662492916117 | 8" DIAMETER STORM COLLAR | 8DCA-SC | 810013682 | 10 | 1 | 0.036 | 1160 | 48.2534 | 53.6148
662492916599 | 8" DIAMETER SUPPLEMENTARY SUPPORT | 8DCA-SS | 810013699 | 1 | 4.317 | 0.863 |  | 226.4196 | 251.5773
662492916612 | 8" DIAMETER STABILIZER | 8DCA-ST | 810013701 | 1 | 2.6 | 1.093 |  | 102.0744 | 113.416
662492916131 | 8" DCA VERTICAL CAP | 8DCA-VC | 810013683 | 1 | 10.044 | 2.039 | 24 | 402.7299 | 447.4777
662492916605 | 8" DIAMETER WALL STRAP | 8DCA-WS | 810013700 | 1 | 4.26 | 1.242 |  | 135.4806 | 150.534
10" Chimney
662492119419 | 12" Chimney Pipe | 10DCA-12 | 810000781 | 1 | 6.1 | 1.4604 | --- | 234.7256 | 260.8062
662492386668 | 12" Length Pipe SS | 10DCA-12SS | 810009271 |  |  |  |  | 217.3189 | 241.4655
662492441787 | 18" Chimney Pipe | 10DCA-18 | 810000782 | 1 | 8 | 1.989 | --- | 180.6396 | 200.7107
662492779774 | 18" Length Pipe SS | 10DCA-18SS | 810009273 |  |  |  |  | 252.9112 | 281.0125
662492610732 | 36" Chimney Pipe | 10DCA-36 | 810000783 | 1 | 12 | 1.989 | 18 | 273.7819 | 304.2021
662492582749 | 36" Length Pipe SS | 10DCA-36SS | 810009275 |  |  |  |  | 383.2491 | 425.8323
662492186923 | 48" Chimney Pipe | 10DCA-48 | 810000784 | 1 | 18 | 1.989 | 9 | 313.2968 | 348.1076
662492788042 | 48" Length Pipe SS | 10DCA-48SS | 810009277 |  |  |  |  | 438.6037 | 487.3375
662492707197 | 15° Elbow | 10DCA-E15 | 810000785 | 2 | 7.2 | 7.2292 | --- | 525.0419 | 583.3799
662492342411 | 30° Elbow | 10DCA-E30 | 810000786 | 2 | 6.8 | 7.2292 | 24 | 293.5325 | 326.1472
662492440957 | Elbow Strap | 10DCA-ES | 810000787 | 1 | 3.2 | 1.093 | --- | 171.5041 | 190.5601
662492363966 | Supplementary Support | 10DCA-SS | 810000788 | 1 | 5.2 | 0.8626 | --- | 270.0889 | 300.0988
662492513590 | Stabilizer | 10DCA-ST | 810000789 | 1 | 2.6 | 1.093 | --- | 113.0242 | 125.5825
662492774526 | Anchor Plate | 10DCA-AP | 810000790 | 1 | 14 | 2.729 | --- | 525.0419 | 583.3799
662492361245 | Anchor Plate w/Damper | 10DCA-APD | 810000791 | 1 | 8 | 2.729 | --- | 1173.6075 | 1304.0084
662492509920 | Firestop | 10DCA-FS | 810000792 | 1 | 3.5 | 0.5729 | --- | 86.0861 | 95.6512
662492266366 | Attic Insulation Shield | 10DCA-IS | 810000793 | 1 | 12 | 5.0148 | --- | 660.4635 | 733.8484
662492894330 | Roof Radiation Shield (10"/12") | 10DCA-RRS | 810000794 | 1 | 3.3 | 0.5031 | --- | 81.8523 | 90.947
662492654736 | Chase Top Flashing | 10DCA-CTF | 810000795 | 1 | 1.16 | 4.5937 | --- | 339.7258 | 377.4731
662492163054 | Chase Top Collar | 10DCA-CTC | 810000796 | 1 | 1.16 | 8.6665 |  | 208.334 | 231.4822
662492919699 | Chimney Cap | 10DCA-VC1 | 810014049 | 1 | 16 | 2.7187 | 8 | 472.7677 | 525.2974
662492252116 | Storm Collar | 10DCA-SC | 810000798 | 1 | 2 | 0.731 | --- | 57.8611 | 64.2901
662492366646 | 10-12 Spark Arrestor | 10DCA-SA | 810000799 |  | 7.9 | 1.22 |  | 23.28 | 64.8734
662492846636 | Wall Strap | 10DCA-WS | 810000800 | 1 | 4.1 | 1.2421 | --- | 179.2284 | 199.1426
662492238715 | European Copper King Adapter | 10DCA-ECK | 810000801 | 1 | 4.2 |  |  | 563.1724 | 625.7471
662492884294 | European Copper Bishop Adapter | 10DCA-ECB | 810000802 | 1 | 4.2 |  |  | 258.8765 | 287.6406
12" Chimney
662492185247 | 12" Chimney Pipe | 12DCA-12 | 810000803 | 1 | 10 | 1.9891 | 24 | 163.7046 | 181.894
662492753552 | 12" Length Pipe SS | 12DCA-12SS | 810009285 | 1 |  |  | 24 | 245.57 | 272.8555
662492711255 | 18" Chimney Pipe | 12DCA-18 | 810000804 | 1 | 10 | 2.9034 | 12 | 194.7521 | 216.3912
662492424872 | 18" Length Pipe SS | 12DCA-18SS | 810009286 | 1 |  |  | 12 | 272.6513 | 302.9459
662492799147 | 36" Chimney Pipe | 12DCA-36 | 810000805 | 1 | 21 | 5.7703 | 12 | 299.1843 | 332.427
662492579756 | 36" Length Pipe SS | 12DCA-36SS | 810009288 | 1 |  |  | 12 | 418.8637 | 465.4041
662492891926 | 48" Chimney Pipe | 12DCA-48 | 810000806 | 1 | 24 | 7.4114 | 9 | 349.9892 | 388.8769
662492624067 | 48" Length Pipe SS | 12DCA-48SS | 810009290 | 1 |  |  | 9 | 489.9591 | 544.399
662492125731 | 15° Elbow | 12DCA-E15 | 810000807 | 2 | 8.07 | 1.8557 | --- | 327.4093 | 363.7881
662492861653 | 30° Elbow | 12DCA-E30 | 810000808 | 2 | 9 | 7.2292 | 24 | 327.3991 | 363.7768
662492127568 | Elbow Strap | 12DCA-ES | 810000809 | 1 | 5 | 4.7435 | --- | 175.846 | 195.3844
662492731338 | Supplementary Support | 12DCA-SS | 810000810 | 1 | 5 | 0.7209 | 50 | 308.8398 | 343.1554
662492508558 | 12" Diameter Anchor Plate | 12DCA-AP | 810000811 | 1 | 12 | 2.73 | 20 | 481.7934 | 535.326
662492411728 | 12" Diameter Anchor Plate w/Damper | 12DCA-APD | 810000812 | 1 | 27 | 2.73 | 20 | 815.7007 | 906.3341
662492740958 | 12" Diameter Stablizer | 12DCA-ST | 810000813 | 1 | 5 | 7.66 | 36 | 105.0003 | 116.667
662492222263 | Firestop | 12DCA-FS | 810000814 | 1 | 4 | 4.7435 | --- | 90.3198 | 100.3553
662492264447 | Attic Insulation Shield | 12DCA-IS | 810000815 | 1 | 5 | 7.6642 | --- | 671.7535 | 746.3928
662492405123 | Roof Radiation Shield | 12DCA-RRS | 810000816 | 1 | 10 |  |  | 154.43 | 171.5889
662492663615 | Chase Top Flashing | 12DCA-CTF | 810000817 | 1 | 4 | 1.5205 | --- | 401.4979 | 446.1087
662492775196 | Chase Top Collar | 12DCA-CTC | 810000818 | 1 | 18 |  |  | 214.4977 | 238.3308
662492919705 | Chimney Cap | 12DCA-VC1 | 810014050 | 1 | 18 | 8.6664 | 8 | 479.8239 | 533.1377
662492520765 | Storm Collar | 12DCA-SC | 810000820 | 1 | 2 | 0.3581 | --- | 57.8611 | 64.2901
662492883280 | Wall Strap | 12DCA-WS | 810000821 | 1 | 5 | 2.258 | --- | 183.4621 | 203.8468
662492164556 | European Copper King Adapter | 12DCA-ECK | 810000822 | 1 | 4.2 |  |  | 305.7208 | 339.6898
662492433294 | European Copper Bishop Adapter | 12DCA-ECB | 810000823 | 1 | 4.2 |  |  | 271.204 | 301.3378
14" Chimney
662492740583 | 12" Chimney Pipe | 14DCA-12 | 810000824 | 1 | 9 | 2.3437 | 30 | 180.6396 | 200.7107
662492664629 | 12" Length Pipe SS | 14DCA-12SS | 810005055 | 1 |  |  | 30 | 252.9112 | 281.0125
662492590164 | 18" Chimney Pipe | 14DCA-18 | 810000825 | 1 | 12 | 3.8648 | 12 | 211.687 | 235.2078
662492233764 | 18" Length Pipe SS | 14DCA-18SS | 810005057 | 1 |  |  | 12 | 296.3238 | 329.2486
662492312841 | 36" Chimney Pipe | 14DCA-36 | 810000826 | 1 | 24 | 7.2292 | 12 | 349.9892 | 388.8769
662492404218 | 36" Length Pipe SS | 14DCA-36SS | 810005059 | 1 |  |  | 12 | 489.9591 | 544.399
662492866535 | 48" Chimney Pipe | 14DCA-48 | 810000827 | 1 | 24 | 9.0938 | 6 | 375.3917 | 417.1019
662492882986 | 48" Length Pipe SS | 14DCA-48SS | 810005061 | 1 |  |  | 6 | 525.5179 | 583.9088
662492137277 | 15° Elbow | 14DCA-E15 | 810000828 | 2 | 19 | 1.8557 | --- | 358.4653 | 398.2947
662492451946 | 30° Elbow | 14DCA-E30 | 810000829 | 2 | 19 | 7.2292 | 24 | 358.4567 | 398.2852
662492335420 | Elbow Strap | 14DCA-ES | 810000830 | 1 | 5 | 4.7435 | 12 | 180.1878 | 200.2087
662492143957 | Supplementary Support | 14DCA-SS | 810000831 | 1 | 6 | 1.093 | 50 | 186.2846 | 206.9829
662492787274 | Stabilizer | 14DCA-ST | 810000832 | 1 | 3 | 1.0931 | --- | 86.4768 | 96.0853
662492678756 | Anchor Plate | 14DCA-AP | 810000833 | 1 | 15 | 2.729 | --- | 379.9141 | 422.1268
662492762349 | Anchor Plate w/Damper | 14DCA-APD | 810000834 | 1 | 19 | 2.729 | --- | 889.0855 | 987.8728
662492162842 | Firestop | 14DCA-FS | 810000835 | 1 | 1 | 0.3451 | --- | 98.7873 | 109.7636
662492669051 | Attic Insulation Shield | 14DCA-IS | 810000836 | 1 | 12 | 7.6642 | 6 | 699.9784 | 777.7538
662492714614 | Roof Radiation Shield (14"/16") | 14DCA-RRS | 810000837 | 1 | 4 | 0.6022 | --- | 97.6922 | 108.5469
662492744734 | Chase Top Flashing | 14DCA-CTF | 810000838 | 1 | 15 | 5.424 | --- | 285.0719 | 316.7465
662492415160 | Chase Top Collar | 14DCA-CTC | 810000839 | 1 | 15 |  |  | 281.0659 | 312.2955
662492919712 | Chimney Cap | 14DCA-VC1 | 810014051 | 1 | 23 | 14.935 | 4 | 561.6763 | 624.0847
662492300817 | Storm Collar | 14DCA-SC | 810000841 | 1 | 3 | 1.3764 | 42 | 62.0949 | 68.9943
662492471265 | Wall Strap | 14DCA-WS | 810000842 | 1 | 7 | 2.2258 | --- | 189.1071 | 210.119
662492297940 | European Copper King Adapter | 14DCA-ECK | 810000843 | 1 | 4.2 |  |  | 703.4783 | 781.6425
662492671733 | European Copper Bishop Adapter | 14DCA-ECB | 810000844 | 1 | 4.2 |  |  | 926.5397 | 1029.4886
16" Chimney
662492629345 | 12" Chimney Pipe | 16DCA-12 | 810000845 | 1 | 10 | 3.2431 | 12 | 203.2195 | 225.7995
662492683767 | 12" Length Pipe SS | 16DCA-12SS | 810009301 | 1 |  |  | 12 | 284.5265 | 316.1406
662492545423 | 18" Chimney Pipe | 16DCA-18 | 810000846 | 1 | 13 | 6.0869 | --- | 251.2019 | 279.1133
662492441442 | 18" Length Pipe SS | 16DCA-18SS | 810009303 |  |  |  |  | 351.6672 | 390.7414
662492409275 | 36" Chimney Pipe | 16DCA-36 | 810000847 | 1 | 28 | 3.2431 | --- | 392.3266 | 435.9185
662492439210 | 36" Length Pipe SS | 16DCA-36SS | 810005070 |  |  |  |  | 549.2461 | 610.2734
662492854631 | 48" Chimney Pipe | 16DCA-48 | 810000848 | 1 | 31 | 3.2431 | 124 | 407.8503 | 453.1671
662492858295 | 48" Length Pipe SS | 16DCA-48SS | 810009306 | 1 |  |  | 124 | 571.0136 | 634.4596
662492634714 | 15° Elbow | 16DCA-E15 | 810000849 | 2 | 9 | 1.8557 | --- | 555.9279 | 617.6977
662492629598 | 30° Elbow | 16DCA-E30 | 810000850 | 2 | 23 | 7.2292 | --- | 392.3266 | 435.9185
662492107669 | Elbow Strap | 16DCA-ES | 810000851 | 1 | 5 | 4.7435 | --- | 184.5297 | 205.033
662492758779 | Supplementary Support | 16DCA-SS | 810000852 | 1 | 6 | 1.3917 | --- | 321.2023 | 356.8915
662492475416 | Stabilizer | 16DCA-ST | 810000853 | 1 | 5 | 7.6642 | --- | 172.9535 | 192.1706
662492822616 | Anchor Plate | 16DCA-AP | 810000854 | 1 | 17 | 3.1514 | --- | 555.9279 | 617.6977
662492442944 | Anchor Plate w/Damper | 16DCA-APD | 810000855 | 1 | 26 | 3.1514 | --- | 945.5354 | 1050.5949
662492170045 | Firestop | 16DCA-FS | 810000856 | 1 | 5 | 4.7435 | --- | 103.021 | 114.4678
662492863510 | Attic Insulation Shield | 16DCA-IS | 810000857 | 1 | 12 | 9.0395 | --- | 705.6234 | 784.026
662492186220 | 16" Roof Radiation Shield | 16DCA-RRS | 810000858 | 1 | 4 | 0.602 |  | 463.2699 | 514.7443
662492405895 | Chase Top Flashing | 16DCA-CTF | 810000859 | 1 | 15 | 1.5205 | --- | 679.4517 | 754.9463
662492122464 | Chase Top Collar | 16DCA-CTC | 810000860 | 1 | 15 |  |  | 450.1481 | 500.1646
662492919729 | Chimney Cap | 16DCA-VC1 | 810014052 | 1 | 24 | 14.935 | 2 | 643.5286 | 715.0317
662492852286 | Storm Collar | 16DCA-SC | 810000862 | 1 | 3 | 1.3764 | 42 | 62.0949 | 68.9943
662492739914 | Wall Strap | 16DCA-WS | 810000863 | 1 | 7 | 3.4687 | --- | 281.5862 | 312.8735
662492755693 | European Copper Bishop Adapter | 16DCA-ECB | 810000864 |  | 4.2 |  |  | 325.4448 | 361.6053

## DVL
DVL CLOSE CLEARANCE CONNECTOR
UPC-A Listing | Description | Order # | Stock # | Pcs/ Ctn | Lbs/ Ctn | Cube | Plt Qty | M.A.P. | 05/12/2025 MSRP (ea.)
0.8
KITS
662492009482 | Close Clearance Connector Kit (includes: DVL/DuraBlack Chimney Adapter, [2] 24" Double-Wall Black Pipe, 12" Double-Wall Adjustable Black Pipe) | 6DVL-KVP | 810000897 | 1 | 15.42 | 2.0538 | 30 | 474.3416 | 592.927
5" CLOSE CLEARANCE CONNECTOR
662492493502 | Adapter Section No Damper | 5DVL-AD | 810000898 | 1 | 1.46 | 0.2658 | --- | 291.0049 | 363.7561
6" CLOSE CLEARANCE CONNECTOR
662492232217 | DVL/DuraBlack Chimney Adapter | 6DVL-ADT | 810000899 | 1 | 2.04 | 0.3651 | 175 | 104.836 | 131.045
662492666333 | DVL/DuraBlack Chimney Adapter/with trim collar | 6DVL-ADC | 810000900 | 1 | 2.04 | 0.3651 | 756 | 57.197 | 71.4962
662492009321 | 6" Double-Wall Black Pipe | 6DVL-06 | 810000901 | 1 | 1.92 | 0.278 | 210 | 93.4695 | 116.8369
662492009338 | 12" Double-Wall Black Pipe | 6DVL-12 | 810000902 | 1 | 3.24 | 0.3973 | 120 | 99.914 | 124.8924
662492009345 | 18" Double-Wall Black Pipe | 6DVL-18 | 810000903 | 1 | 4.7 | 0.6022 | 120 | 118.777 | 148.4713
662492009352 | 24" Double-Wall Black Pipe | 6DVL-24 | 810000904 | 1 | 6.08 | 0.8015 | 60 | 164.5409 | 205.6762
662492009390 | 48" Double-Wall Black Pipe | 6DVL-48 | 810000905 | 1 | 11.66 | 1.5828 | 30 | 252.9791 | 316.2238
662492009451 | 6" Double-Wall Adjustable Black Pipe | 6DVL-6ADJ | 810000906 | 1 | 1.94 | 0.278 | 210 | 101.5865 | 126.9832
662492009468 | 12" Double-Wall Adjustable Black Pipe | 6DVL-12ADJ | 810000907 | 1 | 3.24 | 0.3973 | 120 | 124.0736 | 155.092
662492009376 | Telescoping Length 29" - 46" | 6DVL-46TA | 810000908 | 1 | 12.48 | 1.7365 | 45 | 299.7651 | 374.7064
662492009383 | Telescoping Length 40" - 68" | 6DVL-68TA | 810000909 | 1 | 17.74 | 2.4647 | 15 | 397.7277 | 497.1596
662492009369 | 45° Double-Wall Black Elbow | 6DVL-E45 | 810000910 | 1 | 2.52 | 0.6684 | 120 | 130.2761 | 162.8451
662492009475 | 90° Double-Wall Black Elbow | 6DVL-E90 | 810000911 | 1 | 3.32 | 0.731 | 80 | 195.1818 | 243.9773
662492009413 | Increaser 5" - 6" | 5DVL-X6 | 810000912 | 1 | 2.32 | 0.278 | 210 | 154.5751 | 193.2189
662492009406 | Double-Wall Black Tee w/Clean-Out Cap | 6DVL-T | 810000913 | 1 | 4.86 | 1.1466 | 45 | 168.6759 | 210.8449
662492009437 | Adapter/Damper Section | 6DVL-ADWD | 810000914 | 1 | 2.4 | 0.2658 | 180 | 120.9142 | 151.1428
662492009444 | Adapter Section No Damper | 6DVL-AD | 810000915 | 1 | 2 | 0.2658 | 180 | 88.4149 | 110.5186
662492949832 | 6" Diameter Stovetop Adapter Recessed | 6DVL-AD-R | 810017041 | 1 | 2.5 | 0.341 | 150 | 98.5171 | 123.1464
662492113608 | Oval-to-Round Adapter | 6DVL-ORAD | 810000916 | 1 | 4.94 | 1.1466 | 45 | 210.0725 | 262.5906
662492920756 | . Masonry Thimble W/Slip Con. | 6DLR-MTSC1 | 810014031 | 1 | 3.8 | 1.2202 | 30 | 126.18 | 306.6004
7" CLOSE CLEARANCE CONNECTOR
662492818312 | DVL/DuraBlack Chimney Adapter | 7DVL-ADT | 810000918 | 1 | 2.7 | 0.6242 | 450 | 263.5534 | 329.4418
662492137086 | DVL/DuraBlack Chimney Adapter/with trim collar | 7DVL-ADC | 810000919 | 6 | 2.7 | 0.6242 | 450 | 137.2712 | 171.5889
662492009499 | 6" Double-Wall Black Pipe | 7DVL-06 | 810000920 | 1 | 2.08 | 0.4876 | 80 | 208.6449 | 260.8062
662492009505 | 12" Double-Wall Black Pipe | 7DVL-12 | 810000921 | 1 | 3.88 | 0.6242 | --- | 132.8314 | 166.0393
662492009515 | 7" Diameter 18" Length Double-Wall | 7DVL-18 | 810000922 | 1 | 5.2 | 1.03 | 60 | 206.4803 | 258.1004
662492009628 | 6" Double-Wall Adjustable Black Pipe | 7DVL-6ADJ | 810000925 | 1 | 2.32 | 0.4876 | 80 | 154.3778 | 192.9723
662492009529 | 7" Diameter 24" Length Double-Wall | 7DVL-24 | 810000923 | 1 | 6.74 | 1.03 | 60 | 209.4462 | 261.8077
662492009567 | 7" Diameter 48" Length Double-Wall | 7DVL-48 | 810000924 | 1 | 13 | 2.03 | 25 | 295.9465 | 369.9332
662492009635 | 12" Double-Wall Adjustable Black Pipe | 7DVL-12ADJ | 810000926 | 1 | 3.64 | 0.6945 | 100 | 143.8426 | 179.8033
662492009543 | Telescoping Length 29" - 46" | 7DVL-46TA | 810000927 | 1 | 14.6 | 2.6865 | 30 | 320.0452 | 400.0565
662492009550 | Telescoping Length 40" - 68" | 7DVL-68TA | 810000928 | 1 | 20.6 | 3.8119 | 20 | 424.9073 | 531.1341
662492009536 | 45° Double-Wall Black Elbow | 7DVL-E45 | 810000929 | 1 | 4 | 0.9315 | 60 | 160.7776 | 200.972
662492009642 | 90° Double-Wall Black Elbow | 7DVL-E90 | 810000930 | 1 | 4.88 | 0.9315 | 60 | 238.1348 | 297.6686
662492009581 | Increaser 6" - 7" | 6DVL-X7 | 810000931 | 1 | 2.66 | 0.3135 | 200 | 147.8847 | 184.8559
662492239995 | Reducer 7"-6" | 7DVL-X6 | 810006992 | 1 | 3.2 | 0.3 |  | 247.6799 | 309.5999
662492009574 | Double-Wall Black Tee w/Clean-Out Cap | 7DVL-T | 810000932 | 1 | 5.54 | 1.1466 | 75 | 411.7954 | 514.7443
662492009604 | Adapter/Damper Section | 7DVL-ADWD | 810000933 | 1 | 3.4 | 0.4876 | 80 | 145.1668 | 181.4585
662492009611 | Adapter Section No Damper | 7DVL-AD | 810000934 | 1 | 1.92 | 0.4876 | 80 | 111.3433 | 139.1791
8" CLOSE CLEARANCE CONNECTOR
662492319253 | DVL/DuraBlack Chimney Adapter | 8DVL-ADT | 810000935 | 1 | 2.7 | 0.6436 | 672 | 119.5868 | 149.4835
662492622384 | DVL/DuraBlack Chimney Adapter/with trim collar | 8DVL-ADC | 810000936 | 6 | 2.7 | 0.6436 | 672 | 69.7402 | 87.1752
662492009666 | 6" Double-Wall Black Pipe | 8DVL-06 | 810000937 | 1 | 2.5 | 0.4876 | 80 | 132.4133 | 165.5166
662492009673 | 12" Double-Wall Black Pipe | 8DVL-12 | 810000938 | 1 | 4.3 | 0.6945 | 100 | 150.8582 | 188.5728
662492009680 | 18" Double-Wall Black Pipe | 8DVL-18 | 810000939 | 1 | 6.2 | 0.9662 | 80 | 195.2283 | 244.0354
662492009697 | 24" Double-Wall Black Pipe | 8DVL-24 | 810000940 | 1 | 1.66 | 1.2795 | 60 | 210.6533 | 263.3166
662492009734 | 48" Double-Wall Black Pipe | 8DVL-48 | 810000941 | 1 | 14.26 | 2.533 | 20 | 341.0223 | 426.2779
662492009819 | 6" Double-Wall Adjustable Black Pipe | 8DVL-6ADJ | 810000942 | 1 | 2.58 | 0.4876 | 80 | 144.9112 | 181.1391
662492009826 | 12" Double-Wall Adjustable Black Pipe | 8DVL-12ADJ | 810000943 | 1 | 4.42 | 0.6945 | 100 | 174.8552 | 218.569
662492009710 | Telescoping Length 29" - 46" | 8DVL-46TA | 810000944 | 1 | 16.24 | 2.6865 | 30 | 393.825 | 492.2812
662492009727 | Telescoping Length 40" - 68" | 8DVL-68TA | 810000945 | 1 | 22.22 | 3.8119 | 20 | 474.4577 | 593.0721
662492009703 | 45° Double-Wall Black Elbow | 8DVL-E45 | 810000946 | 1 | 4.7 | 0.9315 | 60 | 185.1695 | 231.4619
662492009833 | 90° Double-Wall Black Elbow | 8DVL-E90 | 810000947 | 1 | 5.56 | 1.0284 | 42 | 264.4549 | 330.5686
662492009765 | Increaser 7" - 8" | 7DVL-X8 | 810000948 | 1 | 3.16 | 0.6436 | 112 | 226.9145 | 283.6431
662492009758 | Increaser 6" - 8" | 6DVL-X8 | 810000949 | 1 | 3.36 | 0.6436 | 112 | 161.7533 | 202.1916
662492890769 | Reducer 8"-7" | 8DVL-X7 | 810006993 | 1 | 3.2 | 0.6 |  | 212.2695 | 265.3368
662492009741 | Double-Wall Black Tee w/Clean-Out Cap | 8DVL-T | 810000950 | 1 | 6.54 | 1.0284 | 42 | 284.8047 | 356.0059
662492009796 | Adapter/Damper Section | 8DVL-ADWD | 810000951 | 1 | 3.56 | 0.4876 | 80 | 187.028 | 233.785
662492009802 | Adapter Section No Damper | 8DVL-AD | 810000952 | 1 | 1.98 | 0.4876 | 80 | 136.6412 | 170.8015
662492009772 | Oval-to-Round Adapter | 8DVL-ORAD | 810000953 | 1 | 4.78 | 1.1466 | 45 | 210.0725 | 262.5906
662492920763 | Masonry Thimble w/Slip Connector | 8DLR-MTSC1 | 810014032 | 1 | 3.64 | 1.2338 | 30 | 367.9205 | 459.9007

## Durablack
DURABLACK STOVEPIPE
UPC-A Listing | Description | Order # | Stock # | Pcs/ Ctn | Lbs/ Ctn | Cube | Plt Qty | M.A.P. | 05/12/2025 MSRP (ea.)
0.8
KITS
662492006252 | 6" DuraBlack Stovepipe Kit (includes: Slip Connector, [2] 24" DuraBlack Single-Wall Pipe, Trim Collar) | 6DBK-KSP | 810000955 | 1 | 10.12 | 1.8104 | 15 | 190.8377 | 238.5472
5" DURABLACK STOVEPIPE
662492704080 | Snap-Lock Adapter w/Trim | 5DBK-ADSL | 810000956 | 1 | 0.68 | 0.1318 | 210 | 131.6451 | 164.5563
6" DURABLACK STOVEPIPE
662492646199 | Slip Connector w/Trim | 6DBK-SC | 810000957 | 1 | 2.28 | 0.3651 | 75 | 65.7263 | 82.1579
662492827925 | Telescoping Length 44" - 68" w/trim | 6DBK-TL | 810000959 | 1 | 7.44 | 2.4647 | 42 | 171.812 | 214.7651
662492751817 | Snap-Lock Adapter w/Trim | 6DBK-ADSL | 810000961 | 1 | 0.84 | 0.1318 | 180 | 99.9442 | 124.9302
662492006467 | 8" Diameter Slip Increaser 6"-8" | 6DBK-XS8 | 810000962 | 1 | 3.24 | 0.73 | 72 | 85.9525 | 107.4406
662492006139 | 12" Single-Wall Black Pipe | 6DBK-12 | 810000963 | 1 | 2.12 | 0.3651 | 126 | 43.9751 | 54.9689
662492006146 | 24" Single-Wall Black Pipe | 6DBK-24 | 810000965 | 1 | 3.86 | 0.5935 | 84 | 49.2252 | 61.5315
662492006160 | 48" Single-Wall Black Pipe | 6DBK-48 | 810000967 | 1 | 7.44 | 1.1691 | 42 | 82.979 | 103.7237
662492006184 | Increaser 5" - 6" | 5DBK-X6 | 810000969 | 1 | 1.42 | 0.278 | 210 | 56.2176 | 70.272
662492006177 | Tee w/Clean-Out Cap | 6DBK-T | 810000970 | 1 | 2.92 | 0.4634 | 140 | 129.6721 | 162.0901
662492006153 | 45° Black Elbow | 6DBK-E45 | 810000972 | 1 | 1.69 | 0.3403 | 180 | 44.3236 | 55.4045
662492006245 | 90° Black Elbow | 6DBK-E90 | 810000974 | 1 | 2 | 0.4772 | 100 | 55.6833 | 69.6041
662492006122 | Damper Section | 6DBK-DS | 810000976 | 1 | 2 | 0.2658 | 180 | 72.3646 | 90.4557
662492006221 | Oval-to-Round Adapter | 6DBK-ADOR | 810000977 | 1 | 2.1 | 0.3651 | 126 | 46.8557 | 58.5696
662492006214 | Double-Skirted Stovetop Adapter | 6DBK-ADDB | 810000978 | 1 | 1.1 | 0.1318 | 210 | 57.6467 | 72.0583
662492006238 | Stovetop Adapter | 6DBK-AD | 810000979 | 1 | 0.84 | 0.1318 | 210 | 39.2826 | 49.1033
662492006665 | Stovetop Adapter (Metric) | 6DBK-ADM | 810000981 | 1 | 0.96 | 0.1318 |  | 120.7878 | 150.9848
662492006191 | Trim Collar | 6DBK-TC | 810000982 | 1 | 0.42 | 0.0175 | --- | 25.8554 | 32.3193
6" DBK STOVEPIPE SS
662492615393 | Slip Connector SS w/trim | 6DBK-SCSS | 810000958 | 1 | 1.58 | 0.3651 | 75 | 104.3225 | 130.4031
662492196236 | Telescoping Length 44" - 68" (SS) w/trim | 6DBK-TLSS | 810000960 | 1 | 8.9 | 1.6 | 42 | 252.0279 | 315.0349
662492124390 | 12" Single-Wall Pipe SS | 6DBK-12SS | 810000964 | 1 | 1.37 | 0.3651 | 126 | 59.1718 | 73.9647
662492770436 | 24" Single-Wall Pipe SS | 6DBK-24SS | 810000966 | 1 | 2.75 | 0.5936 | 84 | 65.7464 | 82.183
662492611036 | 48" Single-Wall Pipe SS | 6DBK-48SS | 810000968 | 1 | 5.51 | 1.1691 | 42 | 107.3858 | 134.2323
662492451632 | Tee w/Clean-Out Cap (SS) | 6DBK-TSS | 810000971 | 1 | 2.92 | 0.4634 |  | 186.2815 | 232.8519
662492750865 | 45° Elbow SS | 6DBK-E45SS | 810000973 | 1 | 0.85 |  | 180 | 59.1718 | 73.9647
662492410622 | 90° Elbow SS | 6DBK-E90SS | 810000975 | 1 | 1.23 |  | 100 | 70.1295 | 87.6619
662492760543 | Stovetop Adapter (SS) | 6DBK-ADSS | 810000980 | 1 | 0.8 | 0.1313 |  | 56.9802 | 71.2253
7" DURABLACK STOVEPIPE
662492006344 | Slip Connector w/Trim | 7DBK-SC | 810000983 | 1 | 2.7 | 0.6242 | 46 | 93.3336 | 116.667
662492342817 | Snap-Lock Adapter w/Trim | 7DBK-ADSL | 810000984 | 1 | 1.2 | 0.2658 | 72 | 148.9668 | 186.2085
662492006276 | 12" Single-Wall Black Pipe | 7DBK-12 | 810000985 | 1 | 2.56 | 0.3973 | 120 | 50.108 | 62.635
662492006283 | 24" Single-Wall Black Pipe | 7DBK-24 | 810000986 | 1 | 4.6 | 1.0348 | 60 | 63.9998 | 79.9997
662492006320 | 7" Diameter Increaser 6"- 7" | 6DBK-X7 | 810000987 | 1 | 1.62 | 0.28 | 210 | 61.8674 | 77.3342
662492006306 | 48" Single-Wall Black Pipe | 7DBK-48 | 810000988 | 1 | 8.72 | 1.5828 | 30 | 92.6267 | 115.7834
662492006290 | 45˚ Elbow | 7DBK-E45 | 810000989 | 1 | 2.2 | 0.64 | 112 | 87.8571 | 109.8214
662492006382 | 90° Black Elbow | 7DBK-E90 | 810000990 | 1 | 3.02 | 0.731 | 80 | 104.3225 | 130.4031
662492006313 | Tee | 7DBK-T | 810000991 | 1 | 4.18 | 1.03 | 65 | 301.9785 | 377.4731
662492006269 | Damper Section | 7DBK-DS | 810000992 | 1 | 2.96 | 0.4876 | 72 | 99.9372 | 124.9215
662492006368 | Oval-to-Round Adapter | 7DBK-ADOR | 810000993 | 1 | 2.26 | 0.3973 | 120 | 98.828 | 123.535
662492006351 | Double-Skirted Stovetop Adapter | 7DBK-ADDB | 810000994 | 1 | 1.24 | 0.2658 | 180 | 120.7878 | 150.9848
662492006375 | Stovetop Adapter | 7DBK-AD | 810000995 | 1 | 1.12 | 0.2658 | 180 | 82.3627 | 102.9534
662492006337 | Trim Collar | 7DBK-TC | 810000996 | 1 | 0.66 | 0.1646 | --- | 65.8793 | 82.3492
8" DURABLACK STOVEPIPE
662492665299 | Slip Connector w/ Trim | 8DBK-SC | 810000997 | 1 | 2.96 | 0.6242 | 45 | 79.273 | 99.0913
662492123966 | Snap-Lock Adapter w/Trim | 8DBK-ADSL | 810000999 | 1 | 1.28 | 0.2658 | 72 | 122.5219 | 153.1524
662492006467 | Slip Increaser 6" - 8" | 6DBK-XS8 | 810000962 | 1 | 3.24 | 0.731 | 75 | 85.9525 | 107.4406
662492006412 | 12" Single-Wall Black Pipe | 8DBK-12 | 810001000 | 1 | 3.1 | 0.6242 | 75 | 45.369 | 56.7112
662492006429 | 24" Single-Wall Black Pipe | 8DBK-24 | 810001002 | 1 | 5 | 1.0348 | 50 | 57.4488 | 71.811
662492006443 | 48" Single-Wall Black Pipe | 8DBK-48 | 810001004 | 1 | 9.28 | 2.0278 | 25 | 93.6417 | 117.0522
662492006474 | Increaser 7" - 8" | 7DBK-X8 | 810001006 | 1 | 1.84 | 0.3135 | 200 | 93.3336 | 116.667
662492006450 | Tee w/Clean-Out Cap | 8DBK-T | 810001007 | 1 | 4.9 | 1.3764 | 36 | 180.6628 | 225.8285
662492006436 | 45° Black Elbow | 8DBK-E45 | 810001009 | 1 | 2.42 | 0.6684 | 72 | 52.9885 | 66.2357
662492006542 | 90° Black Elbow | 8DBK-E90 | 810001011 | 1 | 3.28 | 0.731 | 80 | 72.7808 | 90.9761
662492006405 | Damper Section | 8DBK-DS | 810001013 | 1 | 3.22 | 0.4876 | 72 | 92.6267 | 115.7834
662492006511 | Oval-to-Round Adapter | 8DBK-ADOR | 810001014 | 1 | 2.82 | 0.6242 | 75 | 55.7762 | 69.7202
662492006504 | Double-Skirted Stovetop Adapter | 8DBK-ADDB | 810001015 | 1 | 1.56 | 0.2658 | 180 | 59.0517 | 73.8146
662492006528 | Stovetop Adapter | 8DBK-AD | 810001016 | 1 | 1.16 | 0.2658 | 180 | 54.4521 | 68.0651
662492006481 | Trim Collar | 8DBK-TC | 810001018 | 1 | 0.72 | 0.1646 | --- | 41.1813 | 51.4767
8" DBK STOVEPIPE SS
662492261514 | Slip Connector SS w/trim | 8DBK-SCSS | 810000998 | 1 | 1.56 | 0.2658 | 180 | 100.2452 | 125.3065
662492822951 | 12" Single-Wall Pipe SS | 8DBK-12SS | 810001001 | 1 |  |  | 75 | 65.7464 | 82.183
662492646891 | 24" Single-Wall Pipe SS | 8DBK-24SS | 810001003 | 1 | 3.63 |  | 50 | 76.7042 | 95.8802
662492222751 | 48" Single-Wall Pipe SS | 8DBK-48SS | 810001005 | 1 | 7.26 |  | 25 | 120.5351 | 150.6689
662492545669 | Tee w/Clean-Out Cap (SS) | 8DBK-TSS | 810001008 | 1 | 4.9 |  | 36 | 262.9857 | 328.7321
662492428658 | 45° Elbow SS | 8DBK-E45SS | 810001010 | 1 | 1.38 |  | 72 | 70.1295 | 87.6619
662492288153 | 90° Elbow SS | 8DBK-E90SS | 810001012 | 1 | 1.96 |  | 80 | 92.045 | 115.0562
662492607466 | Stovetop Adapter (SS) | 8DBK-ADSS | 810001017 | 1 | 1.2 |  |  | 78.8957 | 98.6196
10" DURABLACK STOVEPIPE *
662492006634 | Slip Connector | 10DBK-SC | 810001019 | 1 | 4.44 | 1.062 | 36 | 100.6573 | 125.8217
662492006566 | 12" Single-Wall Black Pipe | 10DBK-12 | 810001020 | 1 | 3.62 | 1.062 | 36 | 109.8169 | 137.2712
662492006573 | 24" Single-Wall Black Pipe | 10DBK-24 | 810001021 | 1 | 6.96 | 2.041 | 24 | 131.6451 | 164.5563
662492006603 | Increaser 8" - 10" | 8DBK-X10 | 810001022 | 1 | 2.48 | 0.6436 | 112 | 137.2712 | 171.5889
662492006627 | Increaser 9" - 10" | 9DBK-X10 | 810001023 | 1 | 2.6 | 0.6436 | 112 | 211.325 | 264.1562
662492006597 | Tee w/Clean-Out Cap | 10DBK-T | 810001024 | 1 | 7 | 2.4191 | 20 | 342.97 | 428.7125
662492006580 | 45° Black Elbow | 10DBK-E45 | 810001025 | 1 | 3.1 | 1.3507 | 60 | 131.6451 | 164.5563
662492006658 | 90° Black Elbow | 10DBK-E90 | 810001026 | 1 | 4.52 | 1.8557 | 30 | 175.6963 | 219.6203
662492006641 | Double-Skirted Stovetop Adapter | 10DBK-ADDB | 810001027 | 1 | 1.96 | 0.4876 | 80 | 84.8607 | 106.0758
662492006610 | Trim Collar | 10DBK-TC | 810001028 | 1 | 1.02 | 0.3973 | 150 | 68.6356 | 85.7945
* All 10" black pipe is sold open stock; no master packs

## Pelletvent Pro
PELLETVENT PRO CHIMNEY SYSTEM
UPC-A Listing | Description | Old stock # | Order # | Stock # | Pcs/ Ctn | Lbs/ Ctn | Cube | Plt Qty | M.A.P. | 05/12/2025 MSRP (ea.)
0.9
KITS
662492351147 | 3" PelletVent Pro Horizontal Kit (includes: Round Horizontal Cap, Wall Thimble [for 1" clearance], Appliance Adapter [black]) | 3PVP-KHA | 3PVP-KHA | 810001029 | 1 | 5 | 0.9316 | 60 | 381.0889 | 423.4321
662492805282 | 3" PelletVent Pro Vertical Kit - Flat Ceiling (includes: Vertical Cap, Storm Collar, Ceiling Support Firestop Spacer [for 1" clearance], Adjustable Flashing, Appliance Adapter [black]) | 3PVP-KVA | 3PVP-KVA | 810001031 | 1 | 15.54 | 1.6734 | 26 | 506.324 | 562.5822
662492868577 | 3" PelletVent Pro Vertical Kit - Cathedral (includes: Vertical Cap, Storm Collar, Cathedral Ceiling Support Box, Adjustable Flashing, Appliance Adapter [black]) | 3PVP-KVB | 3PVP-KVB | 810001033 | 1 | 15.54 | 3.0674 | 12 | 397.4228 | 441.5809
662492355930 | 3" - 4" PelletVent Pro Fresh Air Intake Kit (includes: faceplate w/screen,and deflector, aluminum flex, [2] clamp) | 3PVP-AIK | 3PVP-AIK | 810001034 | 1 | 2.76 | 0.2781 | 30 | 107.5161 | 119.4623
662492461617 | PelletVent Relining for Factory Built Chimneys: Vertical cap, Storm Collar, Support Bracket, Ventilation Disk, Centering Bracket, PelletVent Pro12" length, Flex connector, Flex Length (20'or 35') Adj Band, Flex adapter | 3PVP304-20KFB | 3PVP304-20KFB | 810009339 | 1 |  | 9.223 |  | 1064.3919 | 1182.6576
662492638996 | PelletVent Relining for Factory Built Chimneys: Vertical cap, Storm Collar, Support Bracket, Ventilation Disk, Centering Bracket, PelletVent Pro12" length, Flex connector, Flex Length (20'or 35') Adj Band, Flex adapter | 3PVP316-20KFB | 3PVP316-20KFB | 810009340 | 1 |  | 9.2 | 6 | 1159.2387 | 1288.043
662492285558 | 4" PelletVent Pro Vertical Kit - Cathedral (includes: Vertical Cap, Storm Collar, Cathedral Ceiling Support Box, Adjustable Flashing, Appliance Adapter/Increaser 3" - 4" [black]) | 4PVP-KVB | 4PVP-KVB | 810001037 | 1 | 18.92 | 3.4687 | 24 | 713.2217 | 792.4686
662492160640 | 4" PelletVent Pro Horizontal Kit (includes: Round Horizontal Cap, Wall Thimble [for 1" clearance], Appliance Adapter/Increaser 3" - 4" [black]) | 4PVP-KHA | 4PVP-KHA | 810001035 | 1 | 18.92 | 0.9566 | 72 | 475.4812 | 528.3124
662492907153 | 4" PelletVent Pro Fresh Air Intake Kit (includes: faceplate w/screen and deflector, 3" aluminum flex, [2] clamp) | 4PVP-AIK | 4PVP-AIK | 810013123 |  |  |  |  | 151.9981 | 168.8868
662492578285 | 4" PelletVent Pro Vertical Kit - Flat Ceiling (includes: Vertical Cap, Storm Collar, Ceiling Support Firestop Spacer [for 1" clearance], Adjustable Flashing, Appliance Adapter/increaser 3" - 4" [black]) | 4PVP-KVA | 4PVP-KVA | 810001036 | 1 | 18.92 | 1.6734 | 26 | 544.4277 | 604.9196
662492461280 | PelletVent Relining for Factory Built Chimneys: Vertical cap, Storm Collar, Support Bracket, Ventilation Disk, Centering Bracket, PelletVent Pro12" length, Flex connector, Flex Length (20'or 35') Adj Band, Flex adapter | 4PVP304-35KFB | 4PVP304-35KFB | 810009341 | 1 |  | 12.8 | 6 | 1254.0855 | 1393.4283
662492183960 | PelletVent Relining for Factory Built Chimneys: Vertical cap, Storm Collar, Support Bracket, Ventilation Disk, Centering Bracket, PelletVent Pro12" length, Flex connector, Flex Length (20'or 35') Adj Band, Flex adapter | 4PVP316-35KFB | 4PVP316-35KFB | 810009342 | 1 |  | 12.8 | 6 | 3706.1387 | 4117.9319
3-INCH
662492103630 | 6" Straight Length Pipe | 3PVP-06 | 3PVP-06 | 810001038 | 6 | 4.14 | 0.3909 | 720 | 50.3345 | 55.9272
662492196847 | 6" Straight Length Pipe (black) | 3PVP-06B | 3PVP-06B | 810001039 | 6 | 4.14 | 0.3909 | 720 | 70.7453 | 78.6059
662492820780 | 12" Straight Length Pipe | 3PVP-12 | 3PVP-12 | 810001040 | 6 | 7.86 | 0.731 | 480 | 72.1043 | 80.1158
662492141786 | 12" Straight Length Pipe (black) | 3PVP-12B | 3PVP-12B | 810001041 | 6 | 7.86 | 0.731 | 480 | 94.7103 | 105.2337
662492668047 | 12" Straight Length Pipe (SS) | 3PVP-12SS | 3PVP-12SS | 810001042 | 6 | 7.86 | 0.7311 | 480 | 89.5358 | 99.4842
662492193457 | 24" Straight Length Pipe | 3PVP-24 | 3PVP-24 | 810001043 | 6 | 15.42 | 1.2162 | 240 | 95.2592 | 105.8435
662492833261 | 24" Straight Length Pipe (black) | 3PVP-24B | 3PVP-24B | 810001044 | 6 | 15.42 | 1.2162 | 240 | 118.3879 | 131.5421
662492448526 | 36" Straight Length Pipe | 3PVP-36 | 3PVP-36 | 810001046 | 6 | 21.12 | 1.8119 | 240 | 130.6449 | 145.161
662492542279 | 36" Straight Length Pipe (black) | 3PVP-36B | 3PVP-36B | 810001047 | 6 | 22.44 | 1.8119 | 240 | 147.7889 | 164.2099
662492919057 | 3" Diameter 48" Length Pipe | 3PVP-48 | 3PVP-48 | 810013989 | 6 | 4.4 |  | 120 | 161.599 | 179.5544
662492919040 | 3" Diameter 48" Length Pipe Black | 3PVP-48B | 3PVP-48B | 810013991 | 6 | 4.4 |  | 120 | 190.1164 | 211.2405
662492735428 | 60" Straight Length Pipe | 3PVP-60 | 3PVP-60 | 810001048 | 6 | 37.5 | 2.896 | 120 | 186.7289 | 207.4765
662492177525 | 60" Straight Length Pipe (black) | 3PVP-60B | 3PVP-60B | 810001049 | 6 | 37.5 | 2.896 | 120 | 221.3044 | 245.8938
662492425787 | 12" Pipe Extension | 3PVP-12A | 3PVP-12A | 810001050 | 6 | 8.52 | 0.731 | 480 | 97.9771 | 108.8635
662492558485 | 12" Pipe Extension (black) | 3PVP-12AB | 3PVP-12AB | 810001051 | 6 | 8.52 | 1.4472 | 480 | 117.029 | 130.0322
662492916704 | 3" Diameter 18" Length Pipe | 3PVP-18 | 3PVP-18 | 810013711 | 6 |  |  | 240 | 83.6874 | 92.986
662492508213 | 18" Pipe Extension | 3PVP-18A | 3PVP-18A | 810001052 | 6 | 8.52 | 0.8732 | 240 | 150.5069 | 167.2299
662492360484 | 18" Pipe Extension (black) | 3PVP-18AB | 3PVP-18AB | 810001053 | 6 | 8.52 | 0.8732 | 240 | 179.9078 | 199.8976
662492854785 | 48" Pipe Extension | 3PVP-48A | 3PVP-48A | 810001054 | 6 | 8.5 | 2.4344 | 120 | 197.2393 | 219.1547
662492365489 | 48" Pipe Extension (Black) | 3PVP-48AB | 3PVP-48AB | 810001055 | 6 | 8.5 | 2.4 | 120 | 258.8765 | 287.6406
662492850787 | 60" Flex Pipe | 3PVP-60F | 3PVP-60F | 810001056 | 6 | 17 | 3 | 120 | 320.9329 | 356.5921
662492633250 | Appliance Adapter | 3PVP-AD | 3PVP-AD | 810001057 | 6 | 3 | 0.2283 | 1680 | 39.1766 | 43.5296
662492659434 | Appliance Adapter Black | 3PVP-ADB | 3PVP-ADB | 810001058 | 6 | 3 | 0.2283 | 1680 | 58.7773 | 65.3081
662492301036 | Quick Release PelletVent Adapter | 3PVP-ADS | 3PVP-ADS | 810006994 | 6 | 0.42 | 0.2283 |  | 86.4768 | 96.0853
662492777879 | Appliance Adapter Harman Black | 3PVP-ADHB | 3PVP-ADHB | 810001059 | 6 | 5 | 0.2283 |  | 59.2666 | 65.8518
662492756515 | Appliance Adapter/Increaser 3" - 4" | 3PVP-X4AD | 3PVP-X4AD | 810001060 | 6 | 5.4 | 0.4014 | 720 | 143.1632 | 159.0702
662492693865 | Appliance Adapter/Increaser Harmon 3" - 4" (black) | 3PVP-X4ADHB | 3PVP-X4ADHB | 810005891 | 6 | 5 | 0.4015 | 468 | 187.2868 | 208.0965
662492458327 | Appliance Adapter/Increaser 3" - 4" (black) | 3PVP-X4ADB | 3PVP-X4ADB | 810001061 | 6 | 5.4 | 0.4014 | 720 | 186.4414 | 207.1571
662492946954 | 3" Dia. 5 3/4" Starter Collar Harman | 3PVP-ADH-SC1 | 3PVP-ADH-SC1 | 810016995 | 1 | 0.79 |  | 216 | 85.4337 | 94.9263
662492946961 | 3" Dia. 2 3/16" Starter Collar Harman | 3PVP-ADH-SC2 | 3PVP-ADH-SC2 | 810016996 | 1 |  |  | 210 | 70.3455 | 78.1617
662492241769 | 2"-3" galvanized fresh air increaser | 3PVP-INC | 3PVP-INC | 810001103 | 1 | 0.26 | 0.1318 |  | 89.6399 | 99.5999
662492512678 | Female Flex Adapter | 3PVP-ADFF | 3PVP-ADFF | 810001062 | 6 | 3 | 0.2283 | 1680 | 49.4095 | 54.8995
662492467022 | Male Flex Adapter | 3PVP-ADFM | 3PVP-ADFM | 810001063 | 6 | 3 | 0.2283 | 1680 | 67.9533 | 75.5036
662492170014 | PVP Adapter old to new pipe | 3PVP-PVAD | 3PVP-PVAD | 810005883 |  |  |  |  | 74.1143 | 82.3492
662492241271 | 45° Elbow | 3PVP-E45 | 3PVP-E45 | 810001064 | 6 | 5.04 | 0.6684 | 432 | 127.3781 | 141.5312
662492690413 | 45° Elbow (black) | 3PVP-E45B | 3PVP-E45B | 810001065 | 6 | 5.04 | 0.6684 | 432 | 142.0655 | 157.8506
662492177822 | 90° Elbow | 3PVP-E90 | 3PVP-E90 | 810001066 | 6 | 7.08 | 0.6684 | 432 | 159.2357 | 176.9285
662492566145 | 90° Elbow (black) | 3PVP-E90B | 3PVP-E90B | 810001067 | 6 | 7.08 | 0.6684 | 432 | 179.3852 | 199.3168
662492238257 | 3" Prairie Termination Cap Stainless w/3" exhaust vent and 3" air intake | 3PVP-VCT33 | 3PVP-VCT33 | 810006996 | 1 | 7.72 | 2.3611 | 16 | 597.0079 | 663.3421
662492342992 | 3" Prairie Termination Cap Black w/3" exhaust vent and 3" air intake | 3PVP-VCTB33 | 3PVP-VCTB33 | 810005890 | 1 | 7.72 | 2.4 | 16 | 675.1617 | 750.1796
662492917411 | Single Tee w/Clean-Out Tee Cap | 3PVP-T1 | 3PVP-T1 | 810013513 | 6 | 10.8 | 0.816 | 216 | 213.4119 | 237.1243
662492917305 | Single Tee w/Clean-Out Tee Cap (black) | 3PVP-TB1 | 3PVP-TB1 | 810013810 | 6 | 10.8 | 1.3363 | 216 | 231.9149 | 257.6832
662492917312 | Adapter Tee w/Clean-Out Tee Cap | 3PVP-TAD1 | 3PVP-TAD1 | 810013811 | 6 | 10.8 | 0.8 | 180 | 213.4129 | 237.1254
662492917329 | Adapter Tee w/Clean-Out Tee Cap (black) | 3PVP-TADB1 | 3PVP-TADB1 | 810013812 | 6 | 10.8 | 0.8 | 216 | 231.9041 | 257.6712
662492917336 | 4" diameter w /3" Adapter Branch | 3PVP-TADX41 | 3PVP-TADX41 | 810013813 | 6 | 10 | 1.989 | 144 | 227.4415 | 252.7128
662492917343 | 4" diameter w /3" Adapter Branch (Black) | 3PVP-TADX4B1 | 3PVP-TADX4B1 | 810013814 | 6 | 10 | 1.989 | 144 | 246.5491 | 273.9434
662492917350 | Double Tee w/Clean-Out Tee Cap | 3PVP-DBT1 | 3PVP-DBT1 | 810013815 | 6 | 10.8 | 0.8 | 216 | 416.6433 | 462.937
662492917367 | Double Tee w/Clean-Out Tee Cap (black) | 3PVP-DBTB1 | 3PVP-DBTB1 | 810013816 | 6 | 10.8 | 0.8 | 216 | 416.6433 | 462.937
662492907931 | 3" PVP Appliance Adapter Ravelli | 3PVP-ADR | 3PVP-ADR | 810013232 | 6 |  |  |  | 58.5091 | 65.0101
662492909508 | 3" Diameter Adapter Tee Ravelli | 3PVP-TADR | 3PVP-TADR | 810013275 | 6 | 10.8 | 1.122 | 180 | 253.3301 | 281.4779
662492917374 | Clean-Out Tee Cap | 3PVP-CO1 | 3PVP-CO1 | 810013817 | 6 | 2.88 | 0.2282 | 1680 | 80.2955 | 89.2172
662492917381 | Clean-Out Tee Cap (black) | 3PVP-COB1 | 3PVP-COB1 | 810013818 | 6 | 2.88 | 0.2282 | 1680 | 92.658 | 102.9534
662492444894 | Vertical Cap | 3PVP-VC | 3PVP-VC | 810001078 | 6 | 7.02 | 1.4472 | 240 | 118.3879 | 131.5421
662492902844 | Horizontal Cap w/ Tapered end | 3PVP-HC2 | 3PVP-HC2 | 810009646 | 6 | 5.4 | 1.4 | 432 | 89.6399 | 99.5999
662492752579 | Square Horizontal Cap | 3PVP-HSC | 3PVP-HSC | 810001080 | 6 | 1.45 | 1.245 | 252 | 104.7834 | 116.4259
662492628799 | Wall Thimble (for 1" clearance) | 3PVP-WT | 3PVP-WT | 810001081 | 6 | 16.56 | 2.4191 | 120 | 136.0808 | 151.2009
662492731642 | 3" Wall Thimble Air Intake Kit (includes: Wall Thimble [for 1" clearance]; 2" AL Flex; [2} hose clamps) | 3PVP-WTI | 3PVP-WTI | 810001083 | 1 | 16.56 | 3.9019 | 84 | 318.21 | 353.5667
662492654217 | Ceiling Support Firestop Spacer (for 1" clearance) | 3PVP-FS | 3PVP-FS | 810001084 | 6 | 10.26 | 0.4876 | 480 | 104.2493 | 115.8326
662492473856 | Wall Strap | 3PVP-WS | 3PVP-WS | 810001086 | 6 | 5.64 | 0.4876 | 480 | 48.7142 | 54.1268
662492302132 | Adjustable Wall Strap | 3PVP-WSA | 3PVP-WSA | 810001087 | 6 | 5.64 | 0.4876 | 480 | 53.0524 | 58.9471
662492140567 | Wall Strap Extension | 3PVP-WSA-EXT | 3PVP-WSA-EXT | 810001088 | 1 | 0.94 | 0.1318 | 210 | 26.1081 | 29.009
662492697276 | Cathedral Ceiling Support Box | 3PVP-CS | 3PVP-CS | 810001089 | 1 | 6.14 | 1.062 | 60 | 216.1818 | 240.202
662492486528 | House Shield | 3PVP-HS | 3PVP-HS | 810001090 | 6 | 5.7 | 0.731 | 840 | 54.4114 | 60.4571
662492654248 | Storm Collar | 3PVP-SC | 3PVP-SC | 810001091 | 6 | 1.74 | 0.1772 | 972 | 11.682 | 12.98
662492800676 | Flex Trim Collar | 3PVP-FTC | 3PVP-FTC | 810001092 | 1 |  |  | 180 | 135.8863 | 150.9848
662492569344 | Attic Insulation Shield | 3PVP-IS | 3PVP-IS | 810001093 | 1 | 4.5 | 0.6945 | 100 | 109.6852 | 121.8725
662492808030 | Adjustable Roof Flashing 0/12-6/12 | 3PVP-F6 | 3PVP-F6 | 810001094 | 6 | 11.76 | 1.467 | 120 | 40.7955 | 45.3283
662492217863 | Tall Cone Roof Flashing | 3PVP-FF | 3PVP-FF | 810001095 | 6 | 13.98 | --- | 360 | 54.4114 | 60.4571
662492443736 | DSA Roof Flashing 0/12 - 6/12 | 3PVP-F6DS | 3PVP-F6DS | 810001096 | 6 | 1.51 | --- | --- | 108.8751 | 120.9723
662492581766 | DSA Roof Flashing 7/12 - 12/12 | 3PVP-F12DS | 3PVP-F12DS | 810001097 | 6 |  |  | 120 | 118.3436 | 131.4928
662492897058 | Ceiling Support/Wall Thimble Cover | 3PVP-WTC | 3PVP-WTC | 810001098 | 1 | 2.72 | 0.3342 | 108 | 111.8544 | 124.2826
662492572122 | Reduction Collar | 3PVP-RC | 3PVP-RC | 810001099 | 6 | 2.58 | 0.2447 | 1080 | 43.2283 | 48.0314
662492112243 | Increaser 3" - 4" | 3PVP-X4 | 3PVP-X4 | 810001100 | 6 | 6.54 | 0.6136 | 468 | 123.544 | 137.2712
662492152195 | Snow Splitter | 9494 | 9494 | 810007981 | 1 | 1.25 | 1.6735 |  | 254.919 | 283.2433
662492378212 | 3" Replacement Gasket | 3PVP-GA | 3PVP-GA | 810007034 | 12 |  |  |  | 9.7435 | 10.8261
662492920909 | 3" Diameter Replacement Gasket | 3PVP-GA1 | 3PVP-GA1 | 810014147 | 12 |  |  |  | 99.2951 | 110.3279
662492878583 | Chimney Adapter - 6" | 3PVP-X6 | 3PVP-X6 | 810001101 | 6 | 11.4 | 1.7945 | 180 | 173.6618 | 192.9575
662492127193 | Chimney Adapter - 7" | 3PVP-X7 | 3PVP-X7 | 810008056 | 6 | 11.4 | 2.4531 | 180 | 221.4357 | 246.0396
662492117255 | Chimney Adapter - 8" | 3PVP-X8 | 3PVP-X8 | 810001102 | 6 | 13.8 | 2.632 | 72 | 214.4834 | 238.3149
662492909997 | 3" Diameter C Clamp | 3PVP-CC | 3PVP-CC | 810013282 | 12 | 3.34 | 0.353 |  | 40.1236 | 44.5818
4-INCH
662492566992 | 6" Straight Length Pipe | 4PVP-06 | 4PVP-06 | 810001104 | 6 | 5.64 | 0.6136 | 468 | 53.8626 | 59.8473
662492447185 | 6" Straight Length Pipe (black) | 4PVP-06B | 4PVP-06B | 810001105 | 6 | 5.64 | 0.6136 | 468 | 87.9155 | 97.6838
662492384626 | 12" Straight Length Pipe | 4PVP-12 | 4PVP-12 | 810001106 | 6 | 10.74 | 1.1363 | 264 | 77.0175 | 85.575
662492839379 | 12" Straight Length Pipe (black) | 4PVP-12B | 4PVP-12B | 810001107 | 6 | 10.74 | 1.1363 | 264 | 121.6547 | 135.1719
662492738474 | 24" Straight Length Pipe | 4PVP-24 | 4PVP-24 | 810001109 | 6 | 20.04 | 1.9698 | 156 | 120.2957 | 133.6619
662492234921 | 24" Straight Length Pipe (black) | 4PVP-24B | 4PVP-24B | 810001110 | 6 | 20.04 | 1.9698 | 156 | 164.1228 | 182.3586
662492764633 | 36" Straight Length Pipe | 4PVP-36 | 4PVP-36 | 810001112 | 6 | 28.98 | 2.8971 | 156 | 156.2303 | 173.5892
662492835432 | 36" Straight Length Pipe (black) | 4PVP-36B | 4PVP-36B | 810001113 | 6 | 28.98 | 2.8971 | 156 | 192.4523 | 213.8358
662492919033 | 4" Diameter 48" Length Pipe | 4PVP-48 | 4PVP-48 | 810013990 | 6 | 5.76 |  | 78 | 177.4601 | 197.1779
662492919026 | 4" Diameter 48" Length Pipe Black | 4PVP-48B | 4PVP-48B | 810013992 | 6 | 5.76 |  | 78 | 228.1397 | 253.4886
662492674758 | 60" Straight Length Pipe | 4PVP-60 | 4PVP-60 | 810001114 | 6 | 46.5 | 4.7026 | 78 | 211.7654 | 235.2949
662492725696 | 60" Straight Length Pipe (black) | 4PVP-60B | 4PVP-60B | 810001115 | 6 | 40.5 | 4.7026 | 78 | 255.0437 | 283.3819
662492293898 | 12" Pipe Extension | 4PVP-12A | 4PVP-12A | 810001116 | 6 | 10.8 | 1.1363 | 264 | 108.3263 | 120.3625
662492694251 | 12" Pipe Extension (black) | 4PVP-12AB | 4PVP-12AB | 810001117 | 6 | 10.8 | 1.1363 | 312 | 153.7736 | 170.8596
662492916711 | 4" Diameter 18" Length Pipe | 4PVP-18 | 4PVP-18 | 810013712 | 6 |  |  | 144 | 98.6614 | 109.6237
662492315316 | 18" Pipe Extension | 4PVP-18A | 4PVP-18A | 810001118 | 6 | 10.8 | 1.6735 | 144 | 166.5794 | 185.0882
662492209264 | 18" Pipe Extension (black) | 4PVP-18AB | 4PVP-18AB | 810001119 | 6 | 10.8 | 1.6735 | 156 | 236.5407 | 262.823
662492637463 | 48" Pipe Extension | 4PVP-48A | 4PVP-48A | 810001120 | 6 |  | 5.6283 | 78 | 234.2216 | 260.2462
662492895955 | 48" Pipe Extension (black) | 4PVP-48AB | 4PVP-48AB | 810001121 | 6 |  | 5.6 | 78 | 295.8589 | 328.7321
662492792063 | 60" Flex Pipe | 4PVP-60F | 4PVP-60F | 810001122 | 6 | 24 | 4.802 | 78 | 459.2302 | 510.2558
662492492130 | Appliance Adapter | 4PVP-AD | 4PVP-AD | 810001123 | 6 | 3.48 | 0.3973 | 720 | 42.4419 | 47.1577
662492834619 | PVP Adapter to new pipe | 4PVP-PVAD | 4PVP-PVAD | 810006001 |  |  |  |  | 53.8479 | 59.8309
662492436479 | Appliance Adapter (black) | 4PVP-ADB | 4PVP-ADB | 810001124 | 6 | 3.48 | 0.3973 | 720 | 111.1815 | 123.535
662492183441 | Female Flex Adapter | 4PVP-ADFF | 4PVP-ADFF | 810001125 | 6 | 3 | 0.6136 | 468 | 40.7955 | 45.3283
662492473276 | Male Flex Adapter | 4PVP-ADFM | 4PVP-ADFM | 810001126 | 6 | 3 | 0.6136 | 468 | 74.1143 | 82.3492
662492265444 | Quick Release PelletVent Adapter | 4PVP-ADS | 4PVP-ADS | 810006995 | 6 | 0.58 | 0.4115 |  | 98.8393 | 109.8214
662492240694 | 45° Elbow | 4PVP-E45 | 4PVP-E45 | 810001127 | 6 | 7.44 | 1.1466 | 270 | 144.2608 | 160.2898
662492605691 | 45° Elbow (black) | 4PVP-E45B | 4PVP-E45B | 810001128 | 6 | 7.44 | 1.1466 | 270 | 179.3852 | 199.3168
662492595565 | 90° Elbow | 4PVP-E90 | 4PVP-E90 | 810001129 | 6 | 10.08 | 1.3764 | 252 | 200.3448 | 222.6053
662492813881 | 90° Elbow (black) | 4PVP-E90B | 4PVP-E90B | 810001130 | 6 | 10.08 | 1.3764 | 252 | 233.5352 | 259.4836
662492417553 | 4" Prairie Termination Cap Stainless w/4" exhaust vent and 3" air intake | 4PVP-VCT34 | 4PVP-VCT34 | 810006997 | 1 | 7.72 | 2.3611 | 16 | 597.0079 | 663.3421
662492878316 | 4" Prairie Termination Cap Black w/4" exhaust vent and 3" air intake | 4PVP-VCTB34 | 4PVP-VCTB34 | 810006998 | 1 | 7.72 | 2.3611 | 16 | 675.1617 | 750.1796
662492541913 | Single Tee w/Clean-Out Tee Cap | 4PVP-T1 | 4PVP-T1 | 810013820 | 6 | 14.88 | 1.3092 | 162 | 223.2122 | 248.0136
662492917510 | Single Tee w/Clean-Out Tee Cap (black) | 4PVP-TB1 | 4PVP-TB1 | 810013821 | 6 | 14.88 | 1.3092 | 162 | 247.1511 | 274.6124
662492917527 | Increaser Tee w/Clean-Out Tee Cap | 4PVP-T31 | 4PVP-T31 | 810013822 | 6 | 10.38 | 1.3092 | 162 | 217.2013 | 241.3348
662492917534 | Increaser Tee w/Clean-Out Tee Cap (black) | 4PVP-T3B1 | 4PVP-T3B1 | 810013823 | 6 | 10.38 | 1.3092 | 162 | 243.623 | 270.6923
662492156131 | Adapter Tee w/Clean-Out Tee Cap | 4PVP-TAD | 4PVP-TAD | 810001135 | 6 | 14.9 | 1.3 | 168 | 223.2255 | 248.0284
662492917541 | 4" Diameter Adapter Tee | 4PVP-TAD1 | 4PVP-TAD1 | 810013824 | 6 | 14.9 | 1.3 | 168 | 223.2255 | 248.0284
662492917558 | 4" Diameter Adapter Tee Black | 4PVP-TADB1 | 4PVP-TADB1 | 810013825 | 6 |  |  |  | 290.3093 | 322.5659
662492917565 | Double Tee w/ Clean-Out Tee Cap | 4PVP-DBT1 | 4PVP-DBT1 | 810013826 | 6 | 14.9 | 1.3 | 162 | 446.2508 | 495.8342
662492917572 | Double Tee Cleanout Black | 4PVP-DBTB1 | 4PVP-DBTB1 | 810013827 | 6 | 14.9 | 1.3 | 162 | 446.2508 | 495.8342
662492917589 | Clean-Out Tee Cap | 4PVP-CO1 | 4PVP-CO1 | 810013828 | 6 | 15 | 0.3525 | 1680 | 80.2955 | 89.2172
662492472453 | Double Tee w/ Clean-Out Tee Cap | 4PVP-DBTB | 4PVP-DBTB | 810001139 | 6 | 14.9 | 1.3 | 162 | 790.6332 | 878.4813
662492917596 | Clean-Out Tee Cap (black) | 4PVP-COB1 | 4PVP-COB1 | 810013829 | 6 | 15 | 0.3525 | 168 | 98.8393 | 109.8214
662492236635 | Vertical Cap | 4PVP-VC | 4PVP-VC | 810001141 | 6 | 7.32 | 1.4472 | 240 | 126.2805 | 140.3116
662492902851 | Horziontal Cap w/ Tapered end | 4PVP-HC2 | 4PVP-HC2 | 810009647 | 6 | 5.4 | 1.572 | 216 | 101.3321 | 112.5912
662492226872 | Square Horizontal Cap | 4PVP-HSC | 4PVP-HSC | 810001144 | 6 | 1.38 | 1.245 | 252 | 114.6453 | 127.3837
662492435120 | Wall Thimble (for 1" clearance) | 4PVP-WT | 4PVP-WT | 810001145 | 6 | 16.5 | 2.4191 | 120 | 146.1686 | 162.4095
662492429723 | 4" Wall Thimble Air Intake Kit (includes: Wall Thimble [for 1" clearance]; 2" AL Flex; [2} hose clamps) | 4PVP-WTI | 4PVP-WTI | 810001147 | 1 | 16.56 | 3.9019 | 84 | 341.8876 | 379.8751
662492167052 | 4"Wall Thimble with 3" Air intake | 4PVP-WTI3 | 4PVP-WTI3 | 810001148 | 6 | 2.76 | 3.9019 | 84 | 345.1687 | 383.5208
662492572528 | Ceiling Support Firestop Spacer (for 1" clearance) | 4PVP-FS | 4PVP-FS | 810001149 | 6 | 11.52 | 0.4876 | 156 | 121.6547 | 135.1719
662492813218 | Wall Strap | 4PVP-WS | 4PVP-WS | 810001151 | 6 | 5.1 | 0.4876 | 480 | 52.7911 | 58.6568
662492652930 | Adjustable Wall Strap | 4PVP-WSA | 4PVP-WSA | 810001152 | 6 | 5.1 | 0.4876 | 480 | 57.4168 | 63.7965
662492636336 | Cathedral Ceiling Support Box | 4PVP-CS | 4PVP-CS | 810001153 | 1 | 6.32 | 1.3507 | 60 | 216.1818 | 240.202
662492187715 | House Shield | 4PVP-HS | 4PVP-HS | 810001154 | 6 | 6 | 0.731 | 720 | 80.2955 | 89.2172
662492383278 | Storm Collar | 4PVP-SC | 4PVP-SC | 810001155 | 6 | 1.74 | 0.1772 | 972 | 13.5898 | 15.0998
662492627570 | Flex Trim Collar | 4PVP-FTC | 4PVP-FTC | 810001156 | 1 |  |  | 180 | 129.705 | 144.1167
662492697528 | Attic Insulation Shield | 4PVP-IS | 4PVP-IS | 810001157 | 1 | 4.5 | 0.6945 | 100 | 109.6852 | 121.8725
662492587652 | Adjustable Roof Flashing | 4PVP-F6 | 4PVP-F6 | 810001158 | 6 | 12 | 1.2029 | 312 | 45.4474 | 50.4971
662492921579 | 4" Diameter Steep Roof Flashing | 4PVP-F12 | 4PVP-F12 | 810012627 | 6 | 2 | 0.226 | 144 | 64.9573 | 72.1748
662492547649 | Tall Cone Roof Flashing | 4PVP-FF | 4PVP-FF | 810001159 | 6 | 17.28 | --- | 240 | 60.1348 | 66.8164
662492848890 | DSA Roof Flashing 0/12 - 6/12 | 4PVP-F6DS | 4PVP-F6DS | 810001160 | 6 | 1 | --- | --- | 123.3012 | 137.0013
662492446171 | DSA Roof Flashing 7/12 - 12/12 | 4PVP-F12DS | 4PVP-F12DS | 810001161 | 6 |  |  | 120 | 130.671 | 145.19
662492598764 | Reduction Collar | 4PVP-RC | 4PVP-RC | 810001162 | 6 | 2.46 | 0.2658 | 1080 | 43.2283 | 48.0314
662492262245 | 4" Replacement Gasket | 4PVP-GA | 4PVP-GA | 810007035 | 12 |  |  |  | 12.3625 | 13.7361
662492920916 | 4" Diameter Replacement Gasket | 4PVP-GA1 | 4PVP-GA1 | 810014148 |  |  |  |  | 108.638 | 120.7088
662492429754 | Chimney Adapter - 6" | 4PVP-X6 | 4PVP-X6 | 810001163 | 6 | 11.76 | 1.7945 | 180 | 182.3645 | 202.6272
662492184080 | Chimney Adapter - 7" | 4PVP-X7 | 4PVP-X7 | 810008057 | 6 | 11.4 | 2.4531 | 180 | 221.4357 | 246.0396
662492745281 | Chimney Adapter - 8" | 4PVP-X8 | 4PVP-X8 | 810001164 | 6 | 8.76 | 2.632 | 72 | 220.7556 | 245.284
662492910016 | 4" Diameter C Clamp | 4PVP-CC | 4PVP-CC | 810013283 | 12 | 3.82 | 0.353 |  | 40.1236 | 44.5818
3" BIO FLEX PIPE LENGTHS
662492659250 | 3" X 15 Bio Flex Pipe | 3PVP-15BF | 3PVP-15BF | 810001165 | 1 |  |  | 12 | 384.6165 | 427.3517
662492781937 | 3" X 20 Bio Flex Pipe | 3PVP-20BF | 3PVP-20BF | 810001166 | 1 |  |  | 6 | 512.8221 | 569.8023
662492579930 | 3" X 25 Bio Flex Pipe | 3PVP-25BF | 3PVP-25BF | 810001167 | 1 |  |  | 6 | 626.2346 | 695.8163
662492809341 | 3" X 30 Bio Flex Pipe | 3PVP-30BF | 3PVP-30BF | 810001168 | 1 |  |  | 6 | 1080.9495 | 1201.055
662492755662 | 3" X 35 Bio Flex Pipe | 3PVP-35BF | 3PVP-35BF | 810001169 | 1 |  |  |  | 887.5767 | 986.1963
662492457498 | 3" X 100 Bio Flex Pipe | 3PVP-100BF | 3PVP-100BF | 810001170 | 1 |  | 23.688 |  | 2779.5989 | 3088.4433
4" BIO FLEX PIPE LENGTHS
662492591536 | 4" X 15 Bio Flex Pipe | 4PVP-15BF | 4PVP-15BF | 810001171 | 1 |  |  | 6 | 507.8911 | 564.3234
662492639535 | 4" X 20 Bio Flex Pipe | 4PVP-20BF | 4PVP-20BF | 810001172 | 1 |  |  | 6 | 641.0276 | 712.2529
662429413975 | 4" X 25 Bio Flex Pipe | 4PVP-25BF | 4PVP-25BF | 810001173 | 1 |  |  | 6 | 786.4915 | 873.8795
662492309148 | 4" X 30 Bio Flex Pipe | 4PVP-30BF | 4PVP-30BF | 810001174 | 1 |  |  | 4 | 956.6104 | 1062.9004
662492758922 | 4" X 35 Bio Flex Pipe | 4PVP-35BF | 4PVP-35BF | 810001175 | 1 |  |  | 4 | 1109.4708 | 1232.7453
662492116272 | 4" X 100 Bio Flex Pipe | 4PVP-100BF | 4PVP-100BF | 810001176 | 1 |  |  | 2 | 2832.8488 | 3147.6098

## 5" Duraliner
5" DURALINER MASONRY RELINING (Double-Wall)
UPC-A Listing | Description | Order # | Stock # | Pcs/ Ctn | Lbs/ Ctn | Cube | Plt Qty | M.A.P. | 05/12/2025 MSRP (ea.)
0.9
5" DuraLiner
662492899090 | 30° Stainless Steel Elbow (SW) | 5DLR-E30 | 810001179 | 1 | 1 | 0.2658 | --- | 234.0973 | 260.1081
662492356029 | 45° Stainless Steel Elbow (SW) | 5DLR-E45 | 810001180 | 1 | 1 | 0.2658 | --- | 165.6389 | 184.0433
662492387733 | Round Tee w/Round Branch w/Cap | 5DLR-T | 810001181 | 1 | 3 | 0.3973 | --- | 565.1211 | 627.9123
662492902240 | 5" Diameter Round Tee with 6" Branch | 5DLR-TX6 | 810009937 |  |  |  |  | 453.7922 | 504.2136
662492765760 | Reducer (6" - 5") | 5DLR-R6 | 810001182 | 1 | --- | 0.1318 | --- | 65.3355 | 72.595
662492809679 | 36" Round-to-Round Flex Pipe | 5DLR-36F | 810001183 | 1 | --- | 1.0949 | --- | 304.3609 | 338.1788
662492302583 | 60" Round-to-Round Flex Pipe | 5DLR-60F | 810001184 | 1 | --- | 1.7463 | --- | 300.5433 | 333.937
662492733165 | 12" Round Rigid Pipe | 5DLR-12 | 810001185 | 1 | 3 | 0.3651 | 126 | 208.5102 | 231.678
662492863022 | 24" Round Rigid Pipe | 5DLR-24 | 810001186 | 1 | 5 | 0.5936 | 84 | 209.0736 | 232.304
662492618844 | 36" Round Rigid Pipe | 5DLR-36 | 810001187 | 1 | 8 | 1.2044 | 60 | 261.342 | 290.38
662492831434 | 48" Round Rigid Pipe | 5DLR-48 | 810001188 | 1 | 10 | 1.1691 | 42 | 339.7446 | 377.494
662492369661 | Twist-Lock Cap Kit (round 13" x 13") | 5DLR-KVA | 810001189 | 20 | 4 | 1.5468 | --- | 412.9204 | 458.8004
662492713334 | Twist-Lock Cap Kit (round 13" x 18") | 5DLR-KVB | 810001190 | 1 | 5 | 1.8792 | --- | 423.3741 | 470.4156
662492921678 | Masonry Thimble w/ Slip Connector | 5DLR-MTSC1 | 810014030 |  |  |  |  | 717.4631 | 797.1813
662492011201 | 5" - 8" Diameter Insulation Clamp | 4910 | 810005955 | 24 | 4 | --- | --- | 23.4027 | 26.003
662492289617 | 5" Diameter Vertical Cap | 5DLR-VC | 810006064 |  |  |  |  | 163.2491 | 181.3879

## Duraliner
DURALINER MASONRY RELINING (Double-Wall)
UPC-A Listing | Description | Order # | Stock # | Pcs/ Ctn | Lbs/ Ctn | Cube | Plt Qty | M.A.P. | 05/12/2025 MSRP (ea.)
0.9
6" DuraLiner
662492010440 | 30° Stove Connector (round-round) | 6DLR-CNR | 810001193 | 4 | 8.56 | 1.4506 | 288 | 253.6324 | 281.8138
662492010464 | 30° Stove Connector (round-oval) | 6DLR-CNRO | 810001194 | 4 | 6.8 | 1.062 | 144 | 227.3414 | 252.6016
662492010457 | 30° Stove Connector (oval) | 6DLR-CNO | 810001195 | 4 | 9.12 | 1.5468 | 192 | 244.59 | 271.7667
662492010426 | Flat Stove Connector (round) | 6DLR-FCNR | 810001196 | 4 | 5.18 | 0.6684 | 432 | 115.3825 | 128.2028
662492010433 | Flat Stove Connector (oval) | 6DLR-FCNO | 810001197 | 4 | 6.72 | 1.0171 | 240 | 327.3805 | 363.7561
662492230657 | 15˚ Stainless Steel Elbow Adapter | 6DLR-E15ADSS | 810001198 | 1 |  |  |  | 83.8267 | 93.1408
662492010204 | 30° Stainless Steel Elbow (SW) | 6DLR-E30SS | 810001199 | 1 | 1.64 | 0.3909 | 120 | 121.3411 | 134.8234
662492010280 | 45° Stainless Steel Elbow (SW) | 6DLR-E45SS | 810001200 | 1 | 1.52 | 0.3403 | 180 | 121.3411 | 134.8234
662492010372 | Round Tee w/Round Branch w/Cap | 6DLR-T | 810001201 | 1 | 4.98 | 0.6022 | 120 | 453.7943 | 504.2159
662492010389 | Oval Tee w/Round Branch w/Cap (SW) | 6DLR-OTRB | 810001202 | 1 | 2 | 0.6242 | 75 | 330.5976 | 367.3307
662492010402 | DuraLiner Spacer (oval) (SW) | 6DLR-S | 810001203 | 4 | 3 | 0.4956 | --- | 97.559 | 108.3989
662492010365 | Adjustable Sleeve | 6DLR-AS | 810001204 | 1 | 1.78 | 0.3651 | 126 | 127.7701 | 141.9668
662492920756 | . Masonry Thimble W/Slip Con. | 6DLR-MTSC1 | 810014031 | 1 | 3.8 | 1.2202 | 30 | 126.18 | 306.6004
662492010273 | Wall Pass Through | 6DLR-WPT | 810001205 | 1 | 15 | 3.0059 | 14 | 678.7221 | 754.1356
662492337530 | 36" Round-to-Round Heavy-Duty Flex Pipe | 6DLR-36HF | 810001206 | 1 | 12.94 | 1.2044 | --- | 850.1456 | 944.6062
662492125243 | 60" Round-to-Round Heavy-Duty Flex Pipe | 6DLR-60HF | 810001207 | 1 | 6 | 1.1944 | --- | 1203.2448 | 1336.9386
662492010228 | 36" Round-to-Round Flex Pipe | 6DLR-36F | 810001208 | 1 | 12.94 | 1.085 | 60 | 297.7208 | 330.8009
662492010341 | 60" Round-to-Round Flex Pipe | 6DLR-60F | 810001209 | 1 | 6 | 1.1944 | 30 | 416.8144 | 463.1271
662492864821 | 36" Oval-to-Oval Heavy-Duty Flex Pipe | 6DLR-36OHF | 810001210 | 1 | 12.48 | 1.0851 | --- | 882.2645 | 980.2939
662492889916 | 60" Oval-to-Oval Heavy-Duty Flex Pipe | 6DLR-60OHF | 810001211 | 1 | 19 | 1.1944 | --- | 1260.4003 | 1400.4447
662492010235 | 36" Oval-to-Oval Flex Pipe | 6DLR-36OF | 810001212 | 1 | 12.48 | 1.085 | 60 | 401.4979 | 446.1087
662492286104 | 60" Oval-to-Oval Flex Pipe | 6DLR-60OF | 810001213 | 1 | 6.4 | 1.1944 | 30 | 416.8144 | 463.1271
662492119440 | 36" Oval-to-Round Heavy-Duty Flex Pipe | 6DLR-36ORHF | 810001214 | 1 | 5 | 1.2044 | --- | 827.827 | 919.8077
662492144770 | 60" Oval-to-Round Heavy-Duty Flex Pipe | 6DLR-60ORHF | 810001215 | 1 | 16.28 | 1.085 | --- | 1255.7745 | 1395.305
662492010259 | 36" Oval-to-Round Flex Pipe | 6DLR-36ORF | 810001216 | 1 | 5 | 1.2044 | 60 | 297.7208 | 330.8009
662492010358 | 60" Oval-to-Round Flex Pipe | 6DLR-60ORF | 810001217 | 1 | 16.28 | 1.085 | 30 | 416.8144 | 463.1271
662492010150 | 14" Round-to-Oval Flex Pipe | 6DLR-14ROF | 810001218 | 1 | 2.6 | 0.602 | 120 | 292.5724 | 325.0804
662492010112 | 12" Round Rigid Pipe | 6DLR-12 | 810001219 | 1 | 3.5 | 0.3973 | 120 | 168.4088 | 187.1209
662492010167 | 24" Round Rigid Pipe | 6DLR-24 | 810001220 | 1 | 6.04 | 0.8015 | 60 | 235.7044 | 261.8937
662492010211 | 36" Round Length Pipe | 6DLR-36 | 810001221 | 1 | 8.88 | 1.2 | 60 | 317.1361 | 352.3734
662492010297 | 48" Round Length Pipe | 6DLR-48 | 810001222 | 1 | 12.04 | 1.58 | 30 | 392.802 | 436.4466
662492010143 | 12" Oval Rigid Pipe | 6DLR-12O | 810001223 | 1 | 3.34 | 0.3974 | 120 | 217.9494 | 242.166
662492010198 | 24" Oval Rigid Pipe | 6DLR-24O | 810001224 | 1 | 6.5 | 0.8015 | 60 | 283.7652 | 315.2946
662492010242 | 36" Oval Rigid Pipe | 6DLR-36O | 810001225 | 1 | 9.3 | 1.2044 | 60 | 375.3655 | 417.0728
662492010327 | 48" Oval Rigid Pipe | 6DLR-48O | 810001226 | 1 | 12.34 | 1.5828 | 30 | 456.5906 | 507.3229
662492945872 | 6" Diameter Vertical Cap | 6DLR-VC | 810016984 |  |  |  |  | 171.494 | 190.5489
662492945896 | 6" Diameter Oval Vertical Cap | 6DLR-VCO | 810016986 |  |  |  |  | 207.7715 | 230.8573
662492010495 | Extend-a-Cap Kit (round 13" x 13") | 6DLR-KXC13 | 810001227 | 1 | 6.12 | 1.5468 | 48 | 374.8429 | 416.4921
662492010501 | Extend-a-Cap Kit (round 13" x 18") | 6DLR-KXC18 | 810001228 | 1 | 6.56 | 1.8792 | 20 | 415.377 | 461.53
662492010525 | Extend-a-Cap Kit (oval 13" x 20") | 6DLR-KXC20 | 810001229 | 1 | 7.1 | 1.2234 | 42 | 457.2179 | 508.0198
662492010518 | Extend-a-Cap Kit (oval 10" x 22") | 6DLR-KXC22 | 810001230 | 1 | 6 | 1.625 | 60 | 412.7897 | 458.6552
662492010419 | Slip Connector and Hanger | 6DLR-SCH | 810001231 | 1 set | 2.16 | 0.3651 | 126 | 132.4272 | 147.1413
662492152195 | Snow Splitter | 6DT-SP | 810007981 | 1 | 1.25 | 1.6735 |  | 254.919 | 283.2433
662492147283 | Spark Arrestor | 5DT-SA | 810000054 | 1 |  | 0.13 |  | 38.2151 | 42.4612
8" DuraLiner
662492775981 | 7-8" Duraliner I nsulation Kit(5' section ProMesh and 1/2" x 5' sec of Profoil( tape and pipe length not incuded) | 8DL-IK | 810001232 | 1 | 12 | 1.2044 |  | 214.7058 | 238.5619
662492011065 | 30° Stove Connector (round-round) | 8DLR-CNR | 810001233 | 4 | 9.4 | 1.5205 | 144 | 274.0432 | 304.4925
662492011089 | 30° Stove Connector (round-oval) | 8DLR-CNRO | 810001234 | 4 | 6 | 1.5205 | 144 | 327.3805 | 363.7561
662492011072 | 30° Stove Connector (oval) | 8DLR-CNO | 810001235 | 4 | 9.36 | 1.5468 | 192 | 497.439 | 552.71
662492011041 | Flat Stove Connector (round) | 8DLR-FCNR | 810001236 | 4 | 6.8 | 0.9315 | 240 | 122.1251 | 135.6946
662492011058 | Flat Stove Connector (oval) | 8DLR-FCNO | 810001237 | 4 | 6 | 0.5583 | --- | 298.1501 | 331.2779
662492010822 | 30° Stainless Steel Elbow (SW) | 8DLR-E30SS | 810001238 | 1 | 2.24 | 0.6436 | 112 | 204.8326 | 227.5918
662492010907 | 8" Diameter 45° Elbow SS | 8DLR-E45SS | 810001239 | 1 |  |  | 112 | 380.385 | 422.65
662492010990 | Round Tee w/Round Branch w/Cap | 8DLR-T | 810001240 | 1 | 5.66 | 1.2795 | 60 | 912.9612 | 1014.4014
662492011003 | Oval Tee w/Round Branch w/Cap (SW) | 8DLR-OTRB | 810001241 | 1 | 3.28 | 0.9913 | --- | 655.4562 | 728.2847
662492011027 | DuraLiner Spacer (oval) (SW) | 8DLR-S | 810001242 | 4 | 3.56 | 0.4956 | --- | 110.7829 | 123.0921
662492010983 | Adjustable Sleeve | 8DLR-AS | 810001243 | 1 | 2.4 | 0.6242 | --- | 140.1577 | 155.7308
662492920763 | Masonry Thimble w/Slip Connector | 8DLR-MTSC1 | 810014032 | 1 | 3.64 | 1.2338 | 30 | 189.28 | 459.9007
662492010891 | Wall Pass Through | 8DLR-WPT | 810001244 | 1 | 15.6 | 3.0929 | 18 | 712.6535 | 791.8373
662492839256 | 36" Round-to-Round Heavy-Duty Flex Pipe | 8DLR-36HF | 810001245 | 1 | --- | 1.8321 | --- | 1062.695 | 1180.7723
662492442722 | 60" Round-to-Round Heavy-Duty Flex Pipe | 8DLR-60HF | 810001246 | 1 | --- | 3.0204 | --- | 1504.0494 | 1671.166
662492010846 | 36" Round-to-Round Flex Pipe | 8DLR-36F | 810001247 | 1 | 13 | 1.832 | 40 | 387.0475 | 430.0528
662492010969 | 60" Round-to-Round Flex Pipe | 8DLR-60F | 810001248 | 1 | 21.68 | 3.0204 | 20 | 577.6181 | 641.7979
662492010853 | 36" Oval-to-Oval Flex Pipe | 8DLR-36OF | 810001249 | 1 | 14.4 | 1.832 | 40 | 1024.1428 | 1137.9364
662492223208 | 60" Oval-to-Oval Flex Pipe | 8DLR-60OF | 810001250 | 1 | 14.98 | 1.1944 | 20 | 965.6336 | 1072.9263
662492010877 | 36" Oval-to-Round Flex Pipe | 8DLR-36ORF | 810001251 | 1 | 15.38 | 1.5969 | 40 | 731.5363 | 812.8182
662492010976 | 60" Oval-to-Round Flex Pipe | 8DLR-60ORF | 810001252 | 1 | 21.88 | 3.0204 | 20 | 965.6336 | 1072.9263
662492010778 | 14" Round-to-Oval Flex Pipe | 8DLR-14ROF | 810001253 | 1 | 6.1 | 0.6808 | --- | 643.7423 | 715.2692
662492010730 | 12" Round Rigid Pipe | 8DLR-12 | 810001254 | 1 | 4.24 | 0.6945 | 100 | 280.9127 | 312.1252
662492010785 | 24" Round Rigid Pipe | 8DLR-24 | 810001255 | 1 | 8 | 1.2795 | 60 | 279.3223 | 310.3582
662492010839 | 36" Round Rigid Pipe | 8DLR-36 | 810001256 | 1 | 11.68 | 1.832 | 40 | 468.1743 | 520.1937
662492010914 | 48" Round Rigid Pipe | 8DLR-48 | 810001257 | 1 | 15.56 | 2.533 | 20 | 478.9615 | 532.1795
662492010761 | 12" Oval Rigid Pipe | 8DLR-12O | 810001258 | 1 | 4.36 | 0.6945 | 100 | 438.9299 | 487.6999
662492010815 | 24" Oval Rigid Pipe | 8DLR-24O | 810001259 | 1 | 7.94 | 1.2795 | 60 | 790.0657 | 877.8508
662492010860 | 36" Oval Rigid Pipe | 8DLR-36O | 810001260 | 1 | 12.04 | 1.832 | 40 | 965.6336 | 1072.9263
662492010945 | 48" Oval Rigid Pipe | 8DLR-48O | 810001261 | 1 | 15.7 | 2.533 | 20 | 557.7039 | 619.671
662492945889 | 8" Diameter Vertical Cap | 8DLR-VC | 810016985 |  |  |  |  | 308.3594 | 342.6215
662492945902 | 8" Diameter Oval Vertical Cap | 8DLR-VCO | 810016987 |  |  |  |  | 268.7838 | 298.6487
662492011119 | Extend-a-Cap Kit (round 13" x 13") | 8DLR-KXC13 | 810001262 | 1 | 6.18 | 1.5468 | 48 | 643.7423 | 715.2692
662492011133 | Extend-a-Cap Kit (round 13" x 18") | 8DLR-KXC18 | 810001263 | 1 | 6.8 | 1.5468 | 48 | 464.5354 | 516.1505
662492011140 | Extend-a-Cap Kit (oval 13" x 20") | 8DLR-KXC20 | 810001264 | 1 | 7.48 | 1.2234 | 42 | 652.8122 | 725.3469
662492011126 | Extend-a-Cap Kit (oval 10" x 22") | 8DLR-KXC22 | 810001265 | 1 | 6.62 | 1.7945 | --- | 469.8668 | 522.0742
662492011034 | Slip Connector and Hanger | 8DLR-SCH | 810001266 | 1 set | 3.32 | 0.6242 | --- | 184.5297 | 205.033
662492147283 | Spark Arrestor | 5DT-SA | 810000054 | 1 |  | 0.13 |  | 38.2151 | 42.4612

## DirectVent Pro
DIRECTVENT PRO DIRECT VENT SYSTEM
UPC-A Listing | Description | Order # | Stock # | Pcs/ Ctn | Lbs/ Ctn | Cube | Plt Qty | M.A.P. | 05/12/2025 MSRP (ea.)
0.9
KIT
53713267185 | Universal Rubber Boot Flashing Kit :Includes: • Rubber boot (23” x 23”) • Spacer kit • Shield for ventilation • Mesh screen • Special storm collar and mounting hardware | URBAK | 200275 | 1 | 12 | 2.769 | 234 | #VALUE! | SEE DT 5-8 FOR PRICING
4" x 6-5/8" KITS
662492590980 | Horizontal Termination Kit A (includes: 90° Elbow [black], Ceiling Support/Wall Thimble Cover, 24" Pipe Length [black], 8-1/2" Pipe Extension [black]) | 46DVA-KHA | 810001267 | 1 | 16.06 | 1.9699 | 18 | 613.0561 | 681.1734
662492608715 | Horizontal Termination Kit C (includes: 90° Elbow [black], Wall Thimble, Ceiling Support/Wall Thimble Cover, 24" Pipe Length [black], 8-1/2" Pipe Extension [black]) | 46DVA-KHC | 810001268 | 1 | 14 | 2.8738 | 18 | 724.3355 | 804.8173
662492588321 | Chimney Liner Termination Kit (includes: Termination Connector, Flashing) | 46DVA-GK | 810001269 | 1 | 5.56 | 1.8792 | 20 | 338.2288 | 375.8098
662492517314 | Co Linear 'Masonry Chimney Conversion Kit (includes: , 2 flex runs 35ft, and high wind cap) | 46DVA-CL33 | 810001270 | 1 | 22 | 5.0149 | 16 | 687.4926 | 763.8807
662492919583 | Co Linear 'Masonry Chimney Conversion Kit (includes: , 2 flex runs25ft, and high wind cap) | 46DVA-CL33-25 | 810014029 | 1 | 22 | 5.0149 | 16 | 562.7084 | 625.2315
662492589090 | Co Linear Termination Kit AL (includes: Termination Connector, Flashing, High Wind Cap, 1-30ft 3" Al Flex, 1-4ft 3" Al Flex,) | 46DVA-CL33H | 810001271 | 1 | 22 | 5.0149 | 16 | 568.9594 | 632.1771
662492847121 | 3x3 Co-Linear Reline Kit AL Flex: incl: High Wind term Cap, 2 FLex Alum flex length and 4 hose clamps | 46DVA-CL33KFB | 810007970 |  |  | 5.0149 | 16 | 707.318 | 785.9089
662492899977 | 3x4 Co-Linear Reline Kit AL Flex inc: High Wind term Cap, 2 FLex Alum flex length and 4 hose clamps | 46DVA-CL34KFB | 810009663 |  |  | 5 | 16 | 707.318 | 785.9089
662492453049 | 4 x 6 Termination Kit (includes 3' and 4" flex) | 46DVA-CL34 | 810001272 | 1 | 22 | 5.0149 | 16 | 687.4926 | 763.8807
662492211243 | 4X6 Co-Linear Adapter Kit with Flex | 46DVA-CTFK | 810001273 | 1 |  | 5 |  | 912.2316 | 1013.5906
662492506578 | Masonry Chimney Conversion Kit (includes: Cap Adapter, 18" x 18" Flashing, Round Ceiling Support/Wall Thimble Cover, and Retro Connector) | 46DVA-KMC | 810001274 | 1 | 6.6 | 2.729 | 20 | 504.3901 | 560.4334
662492587041 | Masonry Chimney Conversion Kit (includes: Cap Adapter, 18" x 18" Flashing) | 46DVA-KCT | 810001275 | 1 | 2.536 | 1.8793 | 20 | 194.9611 | 216.6235
662492448342 | Chimney Conversion Kit A (includes: Cap Adapter, Retro Connector) | 46DVA-KCA | 810001276 | 1 | 2.54 | 0.6945 | 100 | 418.5915 | 465.1017
662492810071 | 4 x 6 Flex Kit w/Prairie Cap includes 2 35' flex lengths | 46DVA-CL33P | 810001277 |  |  | 5.014 | 16 | 758.6125 | 842.9028
662492644577 | 4 x 6 Flex Kit w/Priaire Cap includes 1 35' flex length and 1 4' flex length | 46DVA-CL34P | 810001278 | 1 |  | 5 | 8 | 758.6125 | 842.9028
662492636275 | Chimney Conversion Kit B (includes: Cap Adapter, Retro Connector) | 46DVA-KCB | 810001279 | 1 | 2.62 | 0.9566 | 48 | 418.5915 | 465.1017
662492480052 | Chimney Conversion Kit C (includes: Cap Adapter, Retro Connector) | 46DVA-KCC | 810001280 | 1 | 3.14 | 1.4462 | 36 | 418.5915 | 465.1017
662492930663 | 4X6 Diameter 3" & 3" Flex Hz Cap Kit | 46DVA-HCL33 | 810016876 | 1 |  |  | 20 | 453.4696 | 503.8552
662492946473 | 4X6 Diameter 3" & 4" Flex Hz Cap Kit | 46DVA-HCL34 | 810017010 | 1 |  |  | 20 | 453.4696 | 503.8552
662492950289 | 4x6 36" DVA Concentric Flex | 46DVA-36FF | 810017321 | 1 | 3.6 | 0.802 | 60 | 259.6138 | 288.4598
662492918784 | 4x6 60" DVA Concentric Flex | 46DVA-60FF | 810013972 | 1 | 5 | 1.204 | 60 | 338.9403 | 376.6003
662492918791 | 4x6 120" DVA Concentric Flex | 46DVA-120FF | 810013973 | 1 | 11.75 | 3.02 | 20 | 591.3426 | 657.0473
662492950333 | 5x8 36" DVA Concentric Flex | 58DVA-36FF | 810017326 | 1 | 5 | 1.035 | 40 | 302.8828 | 336.5364
662492919507 | 5x8 60" DVA Concentric Flex | 58DVA-60FF | 810014025 | 1 | 8.5 | 1.537 | 40 | 403.8437 | 448.7153
662492919514 | 5x8 120" DVA Concentric Flex | 58DVA-120FF | 810014026 | 1 | 14 | 4.012 | 12 | 699.515 | 777.2389
662492950296 | 4x6 36" DVA Concentric Raw Flex | 46DVA-36FO | 810017323 | 1 | 3.6 | 0.802 | 90 | 137.0184 | 152.2427
662492950319 | 4x6 60" DVA Concentric Raw Flex | 46DVA-60FO | 810017324 | 1 | 5 | 1.204 | 60 | 223.5564 | 248.3959
662492950326 | 4x6 120" DVA Concentric Raw Flex | 46DVA-120FO | 810017325 | 1 | 11 | 3.02 | 20 | 475.9587 | 528.843
662492950340 | 5x8 36" DVA Concentric Raw Flex | 58DVA-36FO | 810017328 | 1 | 5 | 0.784 | 60 | 144.2299 | 160.2555
662492950357 | 5x8 60" DVA Concentric Raw Flex | 58DVA-60FO | 810017329 | 1 | 8 | 1.537 | 40 | 237.9793 | 264.4215
662492950364 | 5x8 120" DVA Concentric Raw Flex | 58DVA-120FO | 810017330 |  | 15 | 3.222 | 12 | 497.5932 | 552.8813
4" X 6-5/8" DirectVent Pro
662492838761 | 6" Pipe Length (galvanized) | 46DVA-06 | 810001281 | 6 | 6.84 | 1.2234 | 252 | 54.9864 | 61.096
662492491430 | 6" Pipe Length (black) | 46DVA-06B | 810001282 | 1 | 2 | 0.278 | 210 | 97.4283 | 108.2537
662492744796 | 9" Pipe Length (galvanized) | 46DVA-09 | 810001283 | 6 | 9.36 | 1.6312 | 210 | 62.7221 | 69.6912
662492510841 | 9" Pipe Length (black) | 46DVA-09B | 810001284 | 1 | 2.04 | 0.3414 | 120 | 96.4091 | 107.1212
662492314456 | 12" Pipe Length (galvanized) | 46DVA-12 | 810001285 | 6 | 12.18 | 2.0566 | 168 | 72.444 | 80.4933
662492115572 | 12" Pipe Length (black) | 46DVA-12B | 810001286 | 1 | 3 | 0.3973 | 120 | 106.8366 | 118.7074
662492132142 | 4X6 Diameter 16" Pipe Extension | 46DVA-16A | 810001287 | 6 | 2.7 | 3.01 | 168 | 63.8562 | 70.9513
662492493816 | 4X6 Diameter 16" Pipe Extension Black | 46DVA-16AB | 810001288 | 1 | 3 | 0.5 | 90 | 94.1571 | 104.619
662492370643 | 18" Pipe Length (galvanized) | 46DVA-18 | 810001289 | 6 | 16.98 | 0.501 | 84 | 86.0599 | 95.6221
662492442265 | 18" Pipe Length (black) | 46DVA-18B | 810001290 | 1 | 3 | 0.6022 | 120 | 120.4787 | 133.8652
662492683637 | 24" Pipe Length (galvanized) | 46DVA-24 | 810001291 | 6 | 22.62 | 3.9018 | 84 | 98.918 | 109.9088
662492809280 | 24" Pipe Length (black) | 46DVA-24B | 810001292 | 1 | 5 | 0.8015 | 60 | 138.459 | 153.8433
662492554142 | 36" Pipe Length (galvanized) | 46DVA-36 | 810001293 | 6 | 32.82 | 5.9883 | 84 | 120.7923 | 134.2136
662492896747 | 36" Pipe Length (black) | 46DVA-36B | 810001294 | 1 | 6 | 1.2044 | 60 | 169.0883 | 187.8759
662492751848 | 48" Pipe Length (galvanized) | 46DVA-48 | 810001295 | 6 | 43.14 | 7.6728 | 42 | 144.3653 | 160.4059
662492187777 | 48" Pipe Length (black) | 46DVA-48B | 810001296 | 1 | 8.14 | 1.5828 | 30 | 202.1219 | 224.5799
662492541722 | 60" Pipe Length (galvanized) | 46DVA-60 | 810001297 | 6 | 55.8 | 9.5712 | 42 | 192.3739 | 213.7487
662492181270 | 60" Pipe Length (black) | 46DVA-60B | 810001298 | 1 | 8.14 | 1.7463 | 30 | 269.3391 | 299.2656
662492212684 | 8-1/2" Pipe Extension (galvanized) | 46DVA-08A | 810001299 | 6 | 7.98 | 1.6312 | 168 | 53.8365 | 59.8183
662492554692 | 8-1/2" Pipe Extension (black) | 46DVA-08AB | 810001300 | 1 | 2 | 0.3414 | 90 | 82.6886 | 91.8762
662492806197 | 11" - 17" Adjustable Pipe/w welded seam | 46DVA-17TA | 810001301 | 6 | 12.5 | 2.0566 | 126 | 98.6691 | 109.6324
662492319062 | 11" - 17" Adjustable Pipe ( black)/w welded seam | 46DVA-17TAB | 810001302 | 6 | 2.7 | 2.1 | 168 | 182.3588 | 202.6209
662492605424 | 17" - 24" Adjustable Pipe w/ welded seam | 46DVA-24TA | 810001305 | 6 | 4.3 | 3.0059 | 126 | 113.4315 | 126.035
662492421215 | 17" - 24" Adjustable Pipe ( black) w/ welded seam | 46DVA-24TAB | 810001306 | 6 | 4.3 | 3.0059 | 84 | 195.3844 | 217.0938
662492698891 | 4X6 Diamete 30˚ Elbow | 46DVA-E30 | 810001307 | 6 | 1.8 | 2.42 | 120 | 105.1532 | 116.8369
662492624241 | 45° Elbow (galvanized) | 46DVA-E45 | 810001308 | 6 | 9 | 2.4191 | 120 | 97.6896 | 108.544
662492871447 | 45° Elbow (black) | 46DVA-E45B | 810001309 | 1 | 2.16 | 0.6684 | 72 | 127.8224 | 142.0249
662492106419 | 60° Non-Swivel Elbow (glavanized) | 46DVA-E60 | 810001310 | 6 | 10.8 | 2.4192 | 120 | 120.4003 | 133.7781
662492575321 | 90° Elbow (galvanized) | 46DVA-E90 | 810001311 | 6 | 12.48 | 3.0929 | 108 | 114.2849 | 126.9832
662492284094 | 90° Elbow (black) | 46DVA-E90B | 810001312 | 1 | 2.8 | 0.731 | 80 | 149.3047 | 165.8941
662492337073 | Elbow Strap | 46DVA-ES | 810001313 | 6 | 5.34 | 0.7311 | 480 | 31.361 | 34.8456
662492178379 | Decorative Cover | 46DVA-DC | 810001314 | 1 | 2 | 0.3342 | 108 | 126.0191 | 140.0212
662492279663 | Cathedral Ceiling Support Box | 46DVA-CS | 810001315 | 1 | 6.3 | 1.062 | 36 | 196.0065 | 217.785
662492822524 | Wall Thimble* | 46DVA-WT | 810001316 | 6 | 19.56 | 2.3843 | 90 | 98.918 | 109.9088
662492921920 | 4X6 Dia. Wall Thimble 3" Top Clearance | 46DVA-WT3 | 810014287 | 5 |  |  | 75 | 203.6599 | 226.2888
662492547281 | Wall Thimble - Reduced | 46DVA-WTS | 810001317 | 6 | 19.56 | 2.3843 | 90 | 90.163 | 100.1811
662492896044 | Universal Wall Thimble | 46DVA-WTU | 810001318 | 6 | 20 | 2.3843 | 90 | 78.1561 | 86.8401
662492749258 | Wall Firestop | 46DVA-WFS | 810001319 | 1 | 3.8 | 0.9315 | 60 | 102.9688 | 114.4097
662492905241 | Wall Firestop 11"X11" | 46DVA-WFS2 | 810013110 | 1 | 0.153 |  | 48 | 53.5891 | 59.5434
662492180884 | Vinyl Siding Standoff | 46DVA-VSS | 810001320 | 1 | 4.36 | 0.416 | 168 | 130.671 | 145.19
662492476840 | Vinyl Siding Standoff Kit | 46DVA-VSK | 810001321 | 1 | 4.36 | 0.2359 | 144 | 97.0886 | 107.8762
662492295939 | Vinyl Siding Standoff Kit (SS) | 46DVA-VSK-SS | 810001322 | 1 | 4.36 | 0.2359 | 144 | 169.5363 | 188.3737
662492384251 | Vinyl Siding Standoff Kit - Reduced | 46DVA-VSKS | 810001323 | 1 | 4.36 | 0.2359 | 144 | 85.3543 | 94.8381
662492155493 | Vinyl Siding Standoff Kit (SS) - Reduced | 46DVA-VSKS-SS | 810001325 | 1 | 4.36 | 0.2359 | 144 | 105.1379 | 116.8199
662492105313 | Vinyl Siding Standoff Kit-Copper | 46DVA-VSK-C | 810001326 | 1 |  | 0.2359 |  | 342.7032 | 380.7813
662492381816 | Vinyl Siding Standoff Kit-Small-Copper | 46DVA-VSKS-C | 810001327 | 1 |  | 0.2359 |  | 282.5605 | 313.9561
662492904633 | DV Vinyl Siding Standoff Box | DVA-BVS | 810012706 |  |  |  |  | 97.2788 | 108.0875
662492174869 | Ceiling Firestop | 46DVA-FS | 810001328 | 6 | 5.76 | 0.041 | 480 | 23.8344 | 26.4827
662492465868 | Attic Insulation Shield | 46DVA-IS | 810001329 | 1 | 5 | 0.9566 | 48 | 173.897 | 193.2189
662492474167 | Wall Strap | 46DVA-WS | 810001330 | 6 | 4.14 | 0.3525 | 960 | 43.0169 | 47.7966
662492237984 | Restrictor Disk | 46DVA-RD | 810001331 | 3 | 0.3 | 0.01 | --- | 10.1139 | 11.2377
662492879160 | Adjustable Roof Flashing 0/12 - 6/12 | 46DVA-F6 | 810001332 | 6 | 14.58 | 2.43 | 144 | 69.4908 | 77.212
662492571231 | Steep Roof Flashing 7/12 - 12/12 | 46DVA-F12 | 810001333 | 6 | 18 | 4.0725 | 72 | 131.8209 | 146.4677
662492287781 | Flat Roof Flashing | 46DVA-FF | 810001334 | 6 | 19.08 | --- | 120 | 105.2424 | 116.936
662492597941 | DSA Flashing 0/12 - 6/12 | 46DVA-F6DS | 810001335 | 6 | 14.58 | --- | 240 | 131.1153 | 145.6837
662492180754 | DSA Flashing 7/12 - 12/12 | 46DVA-F12DS | 810001336 | 6 | 18 | --- | --- | 193.184 | 214.6489
662492763964 | Counter Flashing HZ Kit | 46DVA-CFK | 810001339 | 1 |  | 0.2359 |  | 125.4442 | 139.3824
662492309698 | Counter Flashing- Small- Stainless | 46DVA-CFKS-S | 810001340 | 1 |  | 0.2359 |  | 203.403 | 226.0033
662492871324 | Counter Flashing Kit -Small | 46DVA-CFKS | 810001341 | 1 |  | 0.2 | 168 | 80.3365 | 89.2628
662492638569 | Counter Flashing Kit SS | 46DVA-CFK-S | 810001342 | 1 |  | 0.2 |  | 154.0932 | 171.2146
662492819814 | Storm Collar | 46DVA-SC | 810001343 | 6 | 2.76 | 0.041 | 972 | 20.2017 | 22.4464
662492177280 | Round Horizontal Termination Cap Square Base (aluminum) | 46DVA-HRCS | 810001344 | 1 | 4.44 | 0.9566 | 48 | 233.875 | 259.8611
662492172483 | Sconce Termination Cap (aluminum) | 46DVA-HSC | 810001345 | 1 | 4.44 | 0.9566 | 48 | 268.7903 | 298.6558
662492178041 | Sconce Termination Cap (SS) | 46DVA-HSC-S | 810001346 | 1 | 4.44 | 0.9566 | 48 | 862.0889 | 957.8766
662492784655 | Sconce Termination Cap (Copper) | 46DVA-HSC-C | 810001347 | 1 | 4.44 | 0.9567 | 48 | 1025.9765 | 1139.9739
662492630327 | High Wind Sconce Cap | 46DVA-HSCH | 810001348 | 1 | 0.9567 | 0.9567 | 48 | 357.4962 | 397.2179
662492274262 | High Wind Sconce Cap ( Stainless) | 46DVA-HSCH-S | 810001349 | 1 | 1 | 1 | 48 | 1146.4532 | 1273.8369
662492730393 | High Wind Sconce Cap ( Copper) | 46DVA-HSCH-C | 810001350 | 1 |  | 1 | 48 | 1365.8818 | 1517.6465
662492904695 | 4X6 DVA Horizontal Cap V2 | 46DVA-H2 | 810012624 | 1 | 1.36 |  |  | 363.2349 | 403.5943
662492202579 | Square Horizontal Termination Cap (aluminum) | 46DVA-HC | 810001351 | 1 | 5 | 1.4604 | 36 | 403.5905 | 448.4339
662492202883 | Square Horizontal Termination Cap (SS) | 46DVA-HC-S | 810001352 | 1 | 4.44 | 1.8257 | 24 | 893.7113 | 993.0125
662492835289 | Square Horizontal Termination Cap (Copper) | 46DVA-HC-C | 810001353 | 1 | 4.44 | 1.8257 | 24 | 1089.1428 | 1210.1587
662492478981 | Horizontal Term Kit Trap Top | 46DVA-HTC | 810001354 |  |  | 2.3527 | 45 | 228.0579 | 253.3977
662492594896 | Snorkel Termination Cap 14" | 46DVA-SNK14 | 810001355 | 1 | 10.86 | 1.9699 | 18 | 1076.8336 | 1196.4818
662492470497 | Snorkel Termination Cap 36" | 46DVA-SNK36 | 810001356 | 1 | 16.98 | 5.6283 | 9 | 1232.1492 | 1369.0547
662492679913 | Horizontal Windguard | 46DVA-WG | 810001357 | 1 | 2.78 | 2.3843 | 15 | 266.595 | 296.2167
662492606612 | Vertical Wind Guard | 46DVA-VWG | 810001358 | 1 |  | 1.2857 | 45 | 189.6531 | 210.7257
662492206829 | High-Wind Vertical Termination Cap | 46DVA-VCH | 810001359 | 1 | 2 | 1.062 | 36 | 162.6854 | 180.7616
662492515266 | Low-Profile Vertical Termination Cap (aluminum) | 46DVA-VC | 810001360 | 1 | 2 | 0.9315 | 60 | 192.7397 | 214.1553
662492152195 | Snow Splitter | 6DT-SP | 810007981 | 1 | 1.25 | 1.6735 |  | 254.919 | 283.2433
662492483954 | Low-Profile Vertical Termination Cap (SS) | 46DVA-VC-S | 810001361 | 1 | 2.22 | 0.9315 | 60 | 468.1743 | 520.1937
662492350713 | Extended Vertical Termination Cap | 46DVA-VCE | 810001362 | 1 | 3.24 | 1.5597 | 48 | 349.9892 | 388.8769
662492919019 | 4X6 Diameter Roof Support | 46DVA-RS | 810013975 | 6 |  |  | 240 | 36.2127 | 40.2363
662492951118 | 4X6 to 5X8 Increaser | 46DVA-X58 | 810017667 | 1 |  |  | 120 | 75.3634 | 83.7371
Co-Axial to Co-Linear Appliance Connector for Masonry Relining - Use 3" Flex Extension
662492352397 | Standard Appliance Connector | 46DVA-GCL | 810001363 | 1 | 2.6 | 0.519 | 92 | 313.4275 | 348.2528
662492563106 | 4x6 DIA Co-Axial/Co-Lin 3X4 Adapter | 46DVA-GCL34 | 810004565 | 1 |  | 0.5 | 92 | 374.9286 | 416.5873
662492112212 | Travis Industries Appliance Connector | 46DVA-TCL | 810001364 | 1 | 2.54 | 0.519 | 92 | 313.4275 | 348.2528
662492124888 | Vermont Castings Appliance Connector | 46DVA-VCL | 810001365 | 1 | 2.95 | 0.5191 | 92 | 313.4275 | 348.2528
662492728833 | Appliance Adapter | 46DVA-ADP | 810001366 | 1 | 3 | 0.4714 | 120 | 103.4653 | 114.9614
662492760482 | Co-Linear Flex Connectors | 46DVA-ADF | 810001367 | 2 | 0.56 | 0.1318 | 420 | 74.1166 | 82.3518
662492302255 | 3-4 Co-Linear Adapter | 46DVA-CT | 810001368 | 1 |  | 1.8793 | 20 | 330.3758 | 367.0842
662492921371 | 4X6 Dia Co Linear Termination Adpt | 46DVA-CLTA | 810014142 | 1 |  |  | 20 | 222.7865 | 247.5406
662492922088 | 4x6 Diameter 3"x4" CoLinear Term. Adpt | 46DVA-34CLTA | 810014340 | 1 |  |  | 24 | 269.5656 | 299.5173
662492922071 | 4x6 Diameter 3"x4" Co Linear Adapter | 46DVA-34CLAA | 810014339 | 1 |  |  | 125 | 248.0829 | 275.6477
662492921364 | 4X6 Dia Co Linear Appliance Adpt | 46DVA-CLAA | 810014141 | 1 |  |  | 100 | 195.4783 | 217.1982
662492918302 | 4x6" Dia Montigo Mount Adapter | 46DVA-AD-M1 | 810013954 |  |  |  |  | 70.5196 | 78.3552
662492918319 | 4x6" Dia Montigo Termination Adapter | 46DVA-AD-M2 | 810013955 |  |  |  |  | 70.5196 | 78.3552
5" x 8" DirectVent Pro
662492628584 | 6" Pipe Length (galvanized) | 58DVA-06 | 810001369 | 4 | 6 | 1.0437 | 264 | 64.6821 | 71.8691
662492673294 | 6" Pipe Length (black) | 58DVA-06B | 810001370 | 1 | 1.9 | 0.3135 | 200 | 114.6246 | 127.3607
662492753460 | 9" Pipe Length (galvanized) | 58DVA-09 | 810001371 | 4 | 8 | 1.5164 | 120 | 73.803 | 82.0033
662492872482 | 9" Pipe Length (black) | 58DVA-09B | 810001372 | 1 | 2.5 | 0.6436 | 112 | 175.5679 | 195.0755
662492149638 | 12" Pipe Length (galvanized) | 58DVA-12 | 810001373 | 4 | 10.68 | 1.989 | 96 | 85.2236 | 94.6929
662492661482 | 12" Pipe Length (black) | 58DVA-12B | 810001374 | 1 | 3.2 | 0.6945 | 100 | 234.0973 | 260.1081
662492313756 | 18" Pipe Length (galvanized) | 58DVA-18 | 810001375 | 4 | 14.72 | 2.9034 | 48 | 101.2439 | 112.4932
662492444313 | 18" Pipe Length (black) | 58DVA-18B | 810001376 | 1 | 4.5 | 0.9662 | --- | 141.7258 | 157.4731
662492890424 | 24" Pipe Length (galvanized) | 58DVA-24 | 810001377 | 4 | 30.4 | 3.8797 | 48 | 116.3495 | 129.2772
662492689318 | 24" Pipe Length (black) | 58DVA-24B | 810001378 | 1 | 5.5 | 1.0348 | 60 | 162.8945 | 180.9939
662492169773 | 36" Pipe Length (galvanized) | 58DVA-36 | 810001379 | 4 | 28.4 | 5.7703 | 48 | 142.0917 | 157.8796
662492779958 | 36" Pipe Length (black) | 58DVA-36B | 810001380 | 1 | 8.2 | 1.832 | 40 | 198.9335 | 221.0373
662492593271 | 48" Pipe Length (galvanized) | 58DVA-48 | 810001381 | 4 | 38.4 | 7.6609 | 24 | 169.8462 | 188.718
662492665442 | 48" Pipe Length (black) | 58DVA-48B | 810001382 | 1 | 9.6 | 2.0278 | 25 | 228.6456 | 254.0507
662492244265 | 60" Pipe Length (galvanized) | 58DVA-60 | 810001383 | 4 | 38.4 | 9.4531 | 24 | 226.3222 | 251.4691
662492282175 | 60" Pipe Length (black) | 58DVA-60B | 810001384 | 1 | 9.6 | 3.0204 | 20 | 316.8511 | 352.0567
662492603031 | 8-1/2" Pipe Extension (galvanized) | 58DVA-08A | 810001385 | 4 | 10.8 | 1.5164 | 120 | 63.4016 | 70.4462
662492884966 | 8-1/2" Pipe Extension (black) | 58DVA-08AB | 810001386 | 1 | 4 | 0.4076 | 75 | 97.376 | 108.1956
662492269381 | 16" Pipe Extension (galvanized) | 58DVA-16A | 810001387 | 4 | 10.8 | 0.726 | 48 | 79.8139 | 88.6821
662492582251 | 16" Pipe Extension (black) | 58DVA-16AB | 810001388 | 1 | 4 | 0.7311 | 75 | 117.7084 | 130.7872
662492456095 | 11"- 14 5/8" Adj. Pipe Length (GA)w/welded seam | 58DVA-17TA | 810001389 | 4 | 14 | 2 | 96 | 120.8127 | 134.2363
662492565995 | 17"-24" Adj. Pipe Length (galvenized) | 58DVA-24TA | 810001390 | 4 | 20 | 2.9 | 48 | 126.9999 | 141.111
662492197783 | 11 - 27" Adjustable Pipe | 58DVA-17TAB | 810006048 | 1 | 4 | 0.8 |  | 585.2331 | 650.259
662492820230 | 5X8 Diameter 30˚ Elbow | 58DVA-E30 | 810001391 | 4 | 2.45 | 2.42 | 80 | 202.4908 | 224.9897
662492280034 | 5X8 Diameter 60˚ Elbow | 58DVA-E60 | 810001392 | 4 | 2.45 | 3.07 | 48 | 229.8084 | 255.3427
662492834121 | 45° Elbow (galvanized) | 58DVA-E45 | 810001393 | 4 | 9.8 | 2.4191 | 80 | 119.2242 | 132.4714
662492449776 | 45° Elbow (black) | 58DVA-E45B | 810001394 | 4 | 2.9 | 0.6684 | 72 | 175.857 | 195.3967
662492541579 | 90° Elbow (galvanized) | 58DVA-E90 | 810001395 | 4 | 12 | 3.0674 | 48 | 139.0601 | 154.5112
662492556160 | 90° Elbow (black) | 58DVA-E90B | 810001396 | 4 | 3.6 | 0.731 | 80 | 205.1012 | 227.8902
662492502785 | Elbow Strap | 58DVA-ES | 810001397 | 4 | 4 | 0.4347 | 520 | 39.724 | 44.1378
662492832622 | Decorative Cover | 58DVA-DC | 810001398 | 1 | 1.82 | 0.3342 | 108 | 144.8357 | 160.9286
662492359013 | Cathedral Ceiling Support Box | 58DVA-CS | 810001399 | 1 | 6.6 | 1.3507 | 60 | 245.0081 | 272.2313
662492919002 | 5X8 Diameter Roof Support | 58DVA-RS | 810013976 | 6 |  |  | 240 | 36.2127 | 40.2363
662492802595 | Wall Thimble* | 58DVA-WT | 810001400 | 4 | 14.6 | 2.3527 | 72 | 134.3037 | 149.2263
662492793299 | Wall Thimble - Reduced | 58DVA-WTS | 810001401 | 4 | 14.6 | 2.3527 | 72 | 125.3135 | 139.2372
662492667798 | Universal Wall Thimble | 58DVA-WTU | 810001402 | 6 |  | 2.3843 | 90 | 92.949 | 103.2767
662492910122 | Wall Thimble 3" Top Clearance | 58DVA-WT3 | 810013339 | 1 | 4.25 | 0.0596 |  | 248.0386 | 275.5984
662492397251 | Wall Firestop | 58DVA-WFS | 810001403 | 4 | 11.06 | 1.6708 | 180 | 126.5679 | 140.631
662492145357 | Vinyl Siding Standoff | 58DVA-VSS | 810001404 | 1 | 5 | 0.5531 | 126 | 202.6446 | 225.1607
662492277225 | Vinyl Siding Standoff Kit | 58DVA-VSK | 810001405 | 1 | 5 | 0.5936 | 144 | 107.6729 | 119.6366
662492160527 | Vinyl Siding Standoff Kit -Copper | 58DVA-VSK-C | 810001406 | 1 |  | 0.2359 |  | 984.0901 | 1093.4335
662492437728 | Vinyl Siding Standoff Kit (SS) | 58DVA-VSK-SS | 810001407 | --- | --- | 0.2359 | 144 | 132.6833 | 147.4259
662492196816 | Ceiling Firestop | 58DVA-FS | 810001408 | 4 | 5.62 | 0.7209 | 200 | 29.793 | 33.1033
662492916957 | Attic Insulation Shield | 58DVA-IS | 810013796 | 1 | 8.5 | 1.6708 | 36 | 217.3582 | 241.5091
662492686355 | Wall Strap | 58DVA-WS | 810001410 | 4 | 3.42 | 0.4876 | 320 | 49.0016 | 54.4463
662492299531 | Restrictor Disk | 58DVA-RD | 810001411 | 12 | 2.16 | 0.01 | --- | 22.4493 | 24.9436
662492391099 | Adjustable Roof Flashing 0/12 - 6/12 | 58DVA-F6 | 810001412 | 6 | 22.02 | 2.6497 | 108 | 128.2928 | 142.5475
662492690772 | Steep Roof Flashing 7/12 - 12/12 | 58DVA-F12 | 810001413 | 6 | 24.6 | 4.7435 | 72 | 227.4982 | 252.7758
662492697313 | Flat Roof Flashing | 58DVA-FF | 810001414 | 4 | 17.72 | 4.262 | 16 | 141.7519 | 157.5021
662492316443 | DSA Flashing 0/12 - 6/12 | 58DVA-F6DS | 810001415 | 6 | 22.02 | --- | 240 | 172.4857 | 191.6508
662492387948 | DSA Flashing 7/12 - 12/12 | 58DVA-F12DS | 810001416 | 6 | 24.6 | 6.808 | --- | 320.7451 | 356.3834
662492413159 | Counter Flashing | 58DVA-CFK | 810001417 | 1 |  |  |  | 181.8299 | 202.0333
662492636480 | Counter Flashing | 58DVA-CF | 810001418 | 1 | 4.36 | 0.5935 | --- | 130.671 | 145.19
662492386545 | 4X6&5X8 Sconce Counter Flashing | 58DVA-CFS | 810001338 | 1 | 4.36 | 0.2358 | --- | 80.3365 | 89.2628
662492367377 | Storm Collar | 58DVA-SC | 810001419 | 6 | 3.3 | 0.178 | 756 | 33.0598 | 36.7331
662492431221 | Round Horizontal Termination Cap Square Base (aluminum) | 58DVA-HRCS | 810001420 | 1 | 4.44 | 0.9567 | 48 | 313.7672 | 348.6302
662492424964 | Sconce Termination Cap (aluminum) | 58DVA-HSC | 810001421 | 1 | 4.44 | 0.9567 | 48 | 358.4044 | 398.2272
662492542125 | Sconce Termination Cap (SS) | 58DVA-HSC-S | 810001422 | 1 | 4.44 | 0.9567 | 48 | 1005.9054 | 1117.6727
662492277379 | Sconce Termination Cap (Copper) | 58DVA-HSC-C | 810001423 | 1 | 4.44 | 0.9567 | 48 | 1226.1906 | 1362.434
662492156582 | High Wind Sconce Cap | 58DVA-HSCH | 810001424 | 1 |  | 0.9567 | 48 | 156 | 534.1897
662492535073 | High WInd Sconce Cap Stainless | 58DVA-HSCH-S | 810001425 | 1 |  | 0.9567 | 48 | 1343.6924 | 1492.9916
662492476543 | High Wind Sconce Cap Copper | 58DVA-HSCH-C | 810001426 | 1 |  | 1 | 48 | 1627.1803 | 1807.9781
662492904688 | 5X8 DVA Horizontal Cap V2 | 58DVA-H2 | 810012625 | 1 | 2 |  | 36 | 413.0092 | 458.8991
662492450758 | Square Horizontal Termination Cap (aluminum) | 58DVA-HC | 810001427 | 1 | 5.4 | 2.7187 | 24 | 458.8904 | 509.8783
662492759783 | Square Horizontal Termination Cap (SS) | 58DVA-HC-S | 810001428 | 1 | 4.44 | 2.7188 | 24 | 1112.8988 | 1236.5543
662492784136 | Square Horizontal Termination Cap (Copper) | 58DVA-HC-C | 810001429 | 1 | 4.44 | 2.7188 | 24 | 1388.092 | 1542.3244
662492329382 | Snorkel Termination Cap 14" | 58DVA-SNK14 | 810001430 | 1 | 14 | 1.9699 | 18 | 1184.5327 | 1316.1474
662492702772 | Snorkel Termination Cap 36" | 58DVA-SNK36 | 810001431 | 1 | 17.3 | 4.446 | 9 | 1355.372 | 1505.9688
662492278383 | High-Wind Vertical Termination Cap | 58DVA-VCH | 810001432 | 1 | 2.8 | 1.062 | 36 | 193.2363 | 214.707
662492755785 | Low-Profile Vertical Termination Cap (aluminum) | 58DVA-VC | 810001433 | 1 | 2.22 | 0.9315 | 60 | 220.3636 | 244.8484
662492319673 | Low-Profile Vertical Termination Cap (SS) | 58DVA-VC-S | 810001434 | 1 | 2.22 | 0.9315 | 60 | 326.6775 | 362.975
662492722732 | Extended Vertical Termination Cap | 58DVA-VCE | 810001435 | 1 | --- | 1.5948 | --- | 496.5498 | 551.722
662492911136 | 5x8" Dia Montigo Mount Collar Adapter | 58DVA-AD-M1 | 810013351 | 1 | 1.3 | 0.266 | 140 | 113.0242 | 125.5825
662492911143 | 5x8" Dia Montigo Termination Adapter | 58DVA-AD-M2 | 810013352 | 1 | 1.3 | 0.266 | 140 | 113.0242 | 125.5825
662492137338 | Reducer | 58DVA-X46 | 810001436 | 1 | 2.08 | 0.363 | 120 | 128.2055 | 142.4506
662492592144 | Reducer | 68DVS-X58 | 810006145 | 1 | 3 | 0.6 |  | 182.8798 | 203.1998
*May be required in Canada.

## PelletVent
PELLETVENT CHIMNEY SYSTEM
UPC-A Listing | Description | Order # | Stock # | Pcs/ Ctn | Lbs/ Ctn | Cube | Plt Qty | M.A.P. | 05/12/2025 MSRP (ea.)
0.8
KITS
662492013496 | 3" PelletVent Kit (includes: Square Horizontal Cap, 90° Elbow, Wall Strap, [5] 12" Straight Length Pipe, Tee w/Clean-out Tee Cap, Wall Thimble, Appliance Adapter) | 3PVL-KHA | 810001437 | 1 | 15.54 | 2.0143 | 50 | 1099.5063 | 1374.3829
662492013540 | 4" PelletVent Kit (includes: Square Horizontal Cap, 90° Elbow, Wall Strap, [5] 12" Straight Length Pipe, Tee w/Clean-out Tee Cap, Wall Thimble, Appliance Adapter/Increaser 3" - 4") | 4PVL-KHA | 810001438 | 1 | 19.26 | 2.0143 | 32 | 1202.0865 | 1502.6081
3-INCH
662492011249 | 6" Straight Length Pipe | 3PVL-06 | 810001439 | 6 | 4.14 | 0.3909 | 720 | 47.4558 | 59.3197
662492756201 | 6" Straight Length Pipe (black) | 3PVL-06B | 810001440 | 6 | 4.14 | 0.3909 | 720 | 65.373 | 81.7162
662492011256 | 12" Straight Length Pipe | 3PVL-12 | 810001441 | 6 | 7.86 | 0.731 | 480 | 69.7754 | 87.2192
662492794609 | 12" Straight Length Pipe (black) | 3PVL-12B | 810001442 | 6 | 7.86 | 0.731 | 480 | 91.5506 | 114.4382
662492011270 | 24" Straight Length Pipe | 3PVL-24 | 810001443 | 6 | 15.42 | 1.2162 | 240 | 90.6512 | 113.314
662492387306 | 24" Straight Length Pipe (black) | 3PVL-24B | 810001444 | 6 | 15.42 | 1.2162 | 240 | 114.4827 | 143.1034
662492011287 | 36" Straight Length Pipe | 3PVL-36 | 810001445 | 6 | 21.12 | 1.8119 | 240 | 124.8761 | 156.0951
662492011294 | 36" Straight Length Pipe (black) | 3PVL-36B | 810001446 | 6 | 22.08 | 1.8119 | 240 | 142.8016 | 178.502
662492011386 | 60" Straight Length Pipe | 3PVL-60 | 810001447 | 6 | 37.5 | 3.0033 | 120 | 180.4739 | 225.5924
662492011393 | 60" Straight Length Pipe (black) | 3PVL-60B | 810001448 | 6 | 37.5 | 3.0033 | 120 | 213.9052 | 267.3815
662492011263 | 12" Adjustable Length Pipe | 3PVL-A12 | 810001449 | 6 | 8.52 | 0.731 | 480 | 93.8701 | 117.3376
662492407400 | 12" Adjustable Length Pipe (black) | 3PVL-A12B | 810001450 | 6 | 8.52 | 1.3333 | 480 | 111.1719 | 138.9649
662492011409 | 60" Flex Pipe | 3PVL-60F | 810001451 | 6 | 21.42 | 3.0033 | 120 | 310.1785 | 387.7231
662492011478 | Appliance Adapter | 3PVL-AD | 810001452 | 6 | 2.52 | 0.2075 | 1680 | 37.8463 | 47.3078
662492100905 | Appliance Adapter/Increaser 3" - 4" | 3PVL-X4AD | 810001454 | 6 | 4.62 | 0.4328 | 1680 | 138.37 | 172.9626
662492011348 | 45° Elbow | 3PVL-E45 | 810001455 | 6 | 5.04 | 0.6684 | 432 | 123.2666 | 154.0833
662492457207 | 45° Elbow (black) | 3PVL-E45B | 810001456 | 6 | 5.04 | 0.6684 | 432 | 159.2309 | 199.0387
662492011515 | 90° Elbow | 3PVL-E90 | 810001457 | 6 | 7.08 | 0.6684 | 480 | 154.0123 | 192.5154
662492666807 | 90° Elbow (black) | 3PVL-E90B | 810001458 | 6 | 7.08 | 0.6684 | 432 | 173.326 | 216.6575
662492011416 | Single Tee w/Clean-out Tee Cap | 3PVL-T | 810001459 | 6 | 10.8 | 1.3362 | 216 | 206.1781 | 257.7227
662492810200 | Single Tee w/Clean-out Tee Cap (black) | 3PVL-TB | 810001460 | 6 | 10.8 | 1.3362 | 216 | 224.048 | 280.06
662492369708 | Clean-out Tee Cap | 3PVL-CO | 810001461 | 6 | 2.88 | 0.4328 | 1680 | 40.2605 | 50.3256
662492255308 | Clean-out Tee Cap (black) | 3PVL-COB | 810001462 | 6 | 2.88 | 0.4328 | 1680 | 49.0652 | 61.3315
662492193600 | Vertical Cap | 3PVL-VC | 810001463 | 6 | 7.02 | 1.3333 | 240 | 114.5802 | 143.2253
662492394700 | Square Horizontal Cap | 3PVL-HSC | 810001464 | 6 | 8.7 | 1.3368 | 252 | 118.5329 | 148.1661
662492011324 | Wall Thimble (for 3" clearance) | 3PVL-WT | 810001465 | 6 | 22.02 | 3.9018 | 108 | 135.4797 | 169.3496
662492011317 | Ceiling Support Firestop Spacer (for 3" clearance) | 3PVL-FS | 810001466 | 6 | 10.26 | 0.731 | 480 | 100.7104 | 125.888
662492011423 | Wall Strap | 3PVL-WS | 810001467 | 6 | 5.64 | 0.4876 | 480 | 48.9232 | 61.154
662492011300 | Cathedral Ceiling Support Box | 3PVL-CS | 810001468 | 1 | 6.14 | 1.062 | 60 | 138.94 | 173.675
662492011331 | House Shield | 3PVL-HS | 810001469 | 6 | 5.32 | 0.4373 | 840 | 54.2013 | 67.7517
662492011379 | Storm Collar | 3PVL-SC | 810001470 | 6 | 1.74 | 0.2309 | 972 | 11.3373 | 14.1716
662492622964 | Attic Insulation Shield 3" - 4" | 3PVL-IS | 810001471 | 1 | 4.5 | 1.6708 | 45 | 112.5447 | 140.6809
662492011355 | Adjustable Roof Flashing | 3PVL-F | 810001472 | 6 | 11.76 | 1.7863 | 312 | 41.7989 | 52.2487
662492011362 | Tall Cone Roof Flashing | 3PVL-FF | 810001473 | 6 | 15.22 | 1.2259 | 360 | 55.7872 | 69.7339
662492013434 | Reduction Collar | 3PVL-RC | 810001474 | 6 | 2.58 | 0.2447 | --- | 49.414 | 61.7675
662492011447 | Increaser 3" - 4" | 3PVL-X4 | 810001475 | 6 | 6.54 | 0.6136 | 468 | 80.9943 | 101.2429
662492011454 | Chimney Adapter - 6" | 3PVL-X6 | 810001476 | 6 | 10.6398 | 1.1712 | 180 | 167.9768 | 209.971
662492011461 | Chimney Adapter - 8" | 3PVL-X8 | 810001477 | 6 | 13.8 | 1.7945 | 180 | 207.2196 | 259.0245
4-INCH
662492011522 | 6" Straight Length Pipe | 4PVL-06 | 810001478 | 6 | 5.5998 | 0.6136 | 468 | 52.1185 | 65.1481
662492779101 | 6" Straight Length Pipe (black) | 4PVL-06B | 810001479 | 6 | 5.64 | 0.6136 | 468 | 84.9943 | 106.2429
662492011539 | 12" Straight Length Pipe | 4PVL-12 | 810001480 | 6 | 10.74 | 1.1363 | 264 | 74.3908 | 92.9884
662492528907 | 12" Straight Length Pipe (black) | 4PVL-12B | 810001481 | 6 | 10.74 | 1.1363 | 264 | 117.7518 | 147.1898
662492011553 | 24" Straight Length Pipe | 4PVL-24 | 810001482 | 6 | 20.04 | 1.9698 | 156 | 116.237 | 145.2963
662492414002 | 24" Straight Length Pipe (black) | 4PVL-24B | 810001483 | 6 | 20.04 | 1.9698 | 156 | 158.604 | 198.255
662492011560 | 36" Straight Length Pipe | 4PVL-36 | 810001484 | 6 | 28.98 | 2.8971 | 156 | 151.101 | 188.8763
662492011577 | 36" Straight Length Pipe (black) | 4PVL-36B | 810001485 | 6 | 27.78 | 2.8971 | 156 | 186.0597 | 232.5747
662492011669 | 60" Straight Length Pipe | 4PVL-60 | 810001486 | 6 | 46.5 | 4.802 | 78 | 204.616 | 255.77
662492011676 | 60" Straight Length Pipe (black) | 4PVL-60B | 810001487 | 6 | 46.5 | 4.802 | 78 | 246.4149 | 308.0187
662492011546 | 12" Adjustable Length Pipe | 4PVL-A12 | 810001488 | 6 | 10.8 | 1.1363 | 264 | 104.8524 | 131.0655
662492435205 | 12" Adjustable Length Pipe (black) | 4PVL-A12B | 810001489 | 6 | 11.16 | 1.3333 | 312 | 148.8052 | 186.0065
662492011683 | 60" Flex Pipe | 4PVL-60F | 810001490 | 6 | 21.3 | 4.8021 | 78 | 443.7883 | 554.7354
662492011744 | Appliance Adapter | 4PVL-AD | 810001491 | 6 | 3.3 | 0.3973 | 720 | 41.0652 | 51.3315
662492011621 | 45° Elbow | 4PVL-E45 | 810001493 | 6 | 7.44 | 1.1466 | 270 | 139.3614 | 174.2017
662492439807 | 45° Elbow (black) | 4PVL-E45B | 810001494 | 6 | 7.44 | 1.1466 | 270 | 173.326 | 216.6575
662492011782 | 90° Elbow | 4PVL-E90 | 810001495 | 6 | 10.08 | 1.0284 | 252 | 193.6101 | 242.0126
662492224106 | 90° Elbow (black) | 4PVL-E90B | 810001496 | 6 | 10.08 | 1.0284 | 252 | 225.6812 | 282.1014
662492011690 | Single Tee w/Clean-out Tee Cap | 4PVL-T | 810001497 | 6 | 13.8198 | 1.809 | 162 | 215.764 | 269.705
662492302002 | Single Tee w/Clean-out Tee Cap (black) | 4PVL-TB | 810001498 | 6 | 14.88 | 1.809 | 162 | 238.7936 | 298.492
662492012000 | Increaser Tee w/Clean-out Tee Cap | 4PVL-T3 | 810001499 | 6 | 10.38 | 1.809 | 216 | 210.0125 | 262.5156
662492729403 | Increaser Tee w/Clean-out Tee Cap (black) | 4PVL-T3B | 810001500 | 6 | 10.38 | --- | 216 | 235.48 | 294.35
662492295205 | Clean-out Tee Cap | 4PVL-CO | 810001501 | 6 | 15 | 0.4328 | 720 | 42.2013 | 52.7516
662492785102 | Clean-out Tee Cap (black) | 4PVL-COB | 810001502 | 6 | 15 | 0.4328 | 720 | 52.3315 | 65.4144
662492230305 | Vertical Cap | 4PVL-VC | 810001503 | 6 | 7.32 | 1.3333 | 240 | 122.0122 | 152.5153
662492011775 | Square Horizontal Cap | 4PVL-HSC | 810001504 | 6 | 8.28 | 1.3368 | 240 | 127.1483 | 158.9354
662492011607 | Wall Thimble (for 3" clearance) | 4PVL-WT | 810001505 | 6 | 16.5 | 3.9018 | 84 | 145.7756 | 182.2195
662492011591 | Ceiling Support Firestop Spacer (for 3" clearance) | 4PVL-FS | 810001506 | 6 | 11.52 | 1.3764 | 252 | 117.7518 | 147.1898
662492011706 | Wall Strap | 4PVL-WS | 810001507 | 6 | 5.1 | 0.4328 | 480 | 51.1007 | 63.8759
662492011584 | Cathedral Ceiling Support Box | 4PVL-CS | 810001508 | 1 | 6.32 | 1.062 | 60 | 138.94 | 173.675
662492011614 | House Shield | 4PVL-HS | 810001509 | 6 | 5.0598 | 0.4373 | 720 | 54.2013 | 67.7517
662492011652 | Storm Collar | 4PVL-SC | 810001510 | 6 | 1.74 | 0.2309 | 972 | 13.9172 | 17.3965
662492011638 | Adjustable Roof Flashing | 4PVL-F | 810001511 | 6 | 12 | 1.2542 | 312 | 46.509 | 58.1363
662492011645 | Tall Cone Roof Flashing | 4PVL-FF | 810001512 | 6 | 17.28 | 1.2259 | 240 | 61.6097 | 77.0121
662492013441 | Reduction Collar | 4PVL-RC | 810001513 | 6 | 2.46 | 0.2447 | --- | 60.4029 | 75.5036
662492011720 | Chimney Adapter - 6" | 4PVL-X6 | 810001514 | 6 | 11.76 | 1.7945 | 180 | 176.4029 | 220.5036
662492011737 | Chimney Adapter - 8" | 4PVL-X8 | 810001515 | 6 | 13.92 | 1.7945 | 180 | 213.3498 | 266.6872

## CVS
CVS Concentric Vent SS Inner
UPC-A Listing | Description | Order # | SAP Stock # | Pcs/ Ctn | Lbs/ Ctn | Cube | Plt Qty | M.A.P. | 05/12/2025 MSRP (ea.)
0.8
3"x5" Concentric Vent SS Inner
662492836323 | 6" Pipe Length | 35CVS-06 | 810009344 | 6 | 3 | 0.9 | 360 | 50.0521 | 62.5652
662492908846 | 6" PIPE LENGTH BLACK | 35CVS-06B | 810013254 |  |  |  | 210 | 98.2657 | 122.8321
662492185674 | 12" Pipe Length | 35CVS-12 | 810005795 | 6 | 6 | 1.5 | 396 | 76.883 | 96.1037
662492908853 | 12" PIPE LENGTH BLACK | 35CVS-12B | 810013255 |  |  |  | 90 | 98.2704 | 122.838
662492382486 | 12" Telescoping Adjustable Pipe | 35CVS-12TA | 810009642 | 6 | 6 |  | 396 | 113.5111 | 141.8888
662492732137 | 24" Pipe Length | 35CVS-24 | 810005796 | 6 | 12 | 2.9 | 120 | 84.9099 | 106.1373
662492908860 | 24" PIPE LENGTH BLACK | 35CVS-24B | 810013256 |  |  |  | 84 | 141.7203 | 177.1503
662492856062 | 36" Pipe Length | 35CVS-36 | 810005797 | 6 | 18 | 4.3 | 120 | 105.467 | 131.8337
662492908877 | 36" PIPE LENGTH BLACK | 35CVS-36B | 810013257 |  |  |  | 48 | 163.0899 | 203.8623
662492191897 | 12'-18" Telescoping Adjustable Pipe Length | 35CVS-18TA | 810009464 | 6 | 12 | 2.2 | 120 | 223.361 | 279.2013
662492908884 | ADJ PIPE 12"-18" BLACK | 35CVS-18TAB | 810013258 |  |  |  | 36 | 249.2293 | 311.5367
662492283363 | 45 Degree Elbow | 35CVS-E45 | 810009346 | 6 | 9 | 3.1 | 216 | 107.2546 | 134.0682
662492908891 | 45° ELBOW BLACK | 35CVS-E45B | 810013259 |  |  |  | 150 | 150.6284 | 188.2855
662492230329 | 90 Degree Elbow | 35CVS-E90 | 810005799 | 6 | 11 | 3.1 | 108 | 114.1642 | 142.7053
662492908907 | 90° ELBOW BLACK | 35CVS-E90B | 810013260 |  |  |  | 124 | 161.338 | 201.6725
662492458075 | Roof Support | 35CVS-RS | 810009641 | 1 | 5.4 | 0.6 | 208 | 33.9639 | 42.4549
662492283375 | Universal Condensate Drain | 35CVS-CD | 810009465 | 1 | 1 | 0.9 | 210 | 198.4209 | 248.0262
662492908914 | CONDENSATE DRAIN BLACK | 35CVS-CDB | 810013261 |  |  |  | 210 | 233.2145 | 291.5182
662492909706 | 3X5 Diameter Horizontal Cap | 35CVS-HC | 810013270 | 1 |  |  | 90 | 307.3553 | 384.1941
662492574713 | Horizontal Cap | 35CVS-HCR | 810009472 | 1 | 4 | 2 | 78 | 248.1637 | 310.2046
662492796894 | Vertical Cap | 35CVS-VC | 810009347 | 1 | 2 | 0.5 | 100 | 327.5905 | 409.4881
662492433089 | Storm Collar | 35CVS-SC | 810009643 | 1 | 0.5 | 0.3 | 34 | 12.0661 | 15.0827
662492735640 | 3x5 DIAMETER INTERIOR TRIM PLATE | 35CVS-TRI | 810005801 | 12 |  |  | 2244 | 9.8832 | 12.354
662492417799 | 3x5 DIAMETER EXTERIOR TRIM PLATE | 35CVS-TRO | 810005802 | 12 |  |  | 2244 | 10.7426 | 13.4283
662492218877 | Wall Plate 10"x10" | 35CVS-WP10 | 810009634 | 12 | 6 | 0.15 | 2448 | 27.2605 | 34.0757
662492315132 | Wall Thimble | 35CVS-WT | 810009468 | 1 | 1.5 | 1 | 42 | 110.8297 | 138.5371
662492188873 | Wall Strap | 35CVS-WS | 810009467 | 12 | 9 | 0.7 | 1440 | 38.7079 | 48.3849
662492700723 | Firestop Support | 35CVS-FS | 810009466 | 1 | 1 | 0.7 | 120 | 39.7048 | 49.631
662492652084 | Adjustable Flashing 0/12-6/12 | 35CVS-F | 810009644 | 1 | 5 | 2.1 | 20 | 34.9471 | 43.6839
662492153147 | Dead Soft Adjustable Flashing 0/12-6/12 | 35CVS-DSA | 810009645 | 1 | 2 | 3.6 | 4 | 115.1199 | 143.8999
662492904480 | 3x5 Diameter Incr. Tee W/Cleanout | 35CVS-T3 | 810012708 | 1 |  |  | 100 | 226.8846 | 283.6058
662492907184 | 3x5 Diameter Incr.Tee W/Cleanout Black | 35CVS-T3B | 810012709 | 1 |  |  | 100 | 249.2293 | 311.5367
662492907191 | 3x5 Diameter Tee With Cleanout | 35CVS-T | 810012811 | 1 |  |  | 100 | 240.6352 | 300.794
662492907207 | 3x5 Diameter Tee With Cleanout Black | 35CVS-TB | 810012812 | 1 |  |  | 100 | 266.4176 | 333.0219
662492907214 | 3x5 Diameter Air Intake Manifold | 35CVS-TI | 810012809 | 1 |  |  | 100 | 168.4446 | 210.5558
662492907221 | 3x5 Diameter Air Intake Manifold Black | 35CVS-TIB | 810012810 | 1 |  |  | 100 | 189.0705 | 236.3382
662492907238 | 3" Diameter Increaser 35CVS | 35CVS-X3PVP | 810012807 | 1 |  |  | 210 | 113.4423 | 141.8029
662492907245 | 3" Diameter Increaser 35CVS Black | 35CVS-X3PVPB | 810012808 | 1 |  |  | 100 | 135.787 | 169.7338
662492946169 | 3X5 Diameter Increaser 4X6 DVA | 35CVS-X46DVA | 810016993 | 1 |  |  |  | 135.779 | 169.7238
662492946176 | 3X5 Diameter Increaser 5X8 DVA | 35CVS-X58DVA | 810016997 |  |  |  |  | 146.6413 | 183.3017
662492946152 | 4X6 Diameter Decreaser 3X5 CVS | 46DVA-X35CVS | 810016992 |  |  |  |  | 133.0634 | 166.3293
662492946183 | 5X8 Diameter Decreaser 3X5 CVS | 58DVA-X35CVS | 810016994 |  |  |  |  | 146.6413 | 183.3017
662492904800 | 3x5 Diameter Wall Thimble | 35CVS-WTP | 810012921 | 6 |  |  | 120 | 130.6305 | 163.2882
662492908952 | Attic Insulation Shield | 35CVS-IS | 810013269 | 1 | 6.5 | 0.957 | 48 | 167.7743 | 209.7179

## DuraFlex-304
DURAFLEX 304
UPC-A Listing | Description | Order # | Stock # | Pcs/ Ctn | Lbs/ Ctn | Cube | Plt Qty | M.A.P. | 05/12/2025 MSRP (ea.)
0.9
3" DURAFLEX STANDARD LENGTHS
662492201459 | 3 X 15' LENGTH | 3DF304-15 | 810001984 | 1 | 7 | 3.8649 | 12 | 382.2042 | 424.6714
662492164150 | 3 X 20' LENGTH | 3DF304-20 | 810001985 | 1 | 12 | 8.5764 | 6 | 480.7707 | 534.1897
662492122136 | 3 X 25' LENGTH | 3DF304-25 | 810001986 | 1 | 10 | 8.5764 | 6 | 591.7178 | 657.4642
662492348857 | 3 X 30' LENGTH | 3DF304-30 | 810001987 | 1 | 17 | 8.576 | 6 | 714.9923 | 794.4359
662492628645 | 3 X 35' LENGTH | 3DF304-35 | 810001988 | 1 | 17 | 11.7925 | 6 | 838.2795 | 931.4217
4" DURAFLEX STANDARD LENGTHS
662492861684 | 4 X 15' LENGTH | 4DF304-15 | 810001990 | 1 | 16 | 8.5764 | 6 | 419.1334 | 465.7038
662492258422 | 4 X 20' LENGTH | 4DF304-20 | 810001991 | 1 | 21 | 8.5 | 6 | 554.7354 | 616.3727
662492736869 | 4 X 25' LENGTH | 4DF304-25 | 810001992 | 1 | 21 | 8.5764 | 6 | 687.8719 | 764.3021
662492435229 | 4 X 30' LENGTH | 4DF304-30 | 810001993 | 1 | 21 | 11.7925 |  | 838.2668 | 931.4076
662492220580 | 4 X 35' LENGTH | 4DF304-35 | 810001994 | 1 | 21 | 11.7925 | 4 | 961.5414 | 1068.3793
5" DURAFLEX STANDARD LENGTHS
662492329962 | 5 X 15' LENGTH | 5DF304-15 | 810001996 | 1 | 11 | 8.5764 | 6 | 510.3566 | 567.0629
662492337684 | 5 X 20' LENGTH | 5DF304-20 | 810001997 | 1 | 16.8 | 11.7925 |  | 660.7515 | 734.1683
662492422588 | 5 X 25 LENGTH | 5DF304-25 | 810001998 | 1 | 16.8 | 11.7925 | 4 | 813.6119 | 904.0133
662492851739 | 5 X 30' LENGTH | 5DF304-30 | 810001999 | 1 | 28 | 11.7925 |  | 973.8688 | 1082.0765
662492476321 | 5 X 35' LENGTH | 5DF304-35 | 810002000 | 1 | 28 | 15.0087 | 4 | 1143.9877 | 1271.0974
5.5 DURAFLEX STANDARD LENGTHS
662492215944 | 5.5 X 15' LENGTH | 55DF304-15 | 810002002 | 1 | 14 | 8.5764 | 6 | 547.3389 | 608.1544
662492443767 | 5.5 X 20' LENGTH | 55DF304-20 | 810002003 | 1 | 21 | 11.7925 |  | 707.5958 | 786.2176
662492300459 | 5.5 X 25' LENGTH | 55DF304-25 | 810002004 | 1 | 20 | 11.7925 | 6 | 862.9217 | 958.8019
662492475041 | 5.5 X 30' LENGTH | 55DF304-30 | 810002005 | 1 | 29 | 19.2969 |  | 1060.161 | 1177.9567
662492486610 | 5.5 X 35' LENGTH | 55DF304-35 | 810002006 | 1 | 25.6 | 19.2969 | 4 | 1237.6763 | 1375.1959
6" DURAFLEX STANDARD LENGTHS
662492215395 | 6 X 15' LENGTH | 6DF304-15 | 810002008 | 1 | 18 | 8.5764 | 6 | 579.3903 | 643.767
662492499733 | 6 X 20" LENGTH | 6DF304-20 | 810002009 | 1 | 17.62 | 11.7925 | 4 | 756.9056 | 841.0063
662492603925 | 6 X 25' LENGTH | 6DF304-25 | 810002010 | 1 | 17.6 | 15.0087 | 4 | 946.7484 | 1051.9427
662492370339 | 6 X 30' LENGTH | 6DF304-30 | 810002011 | 1 | 33 | 19.2969 | 4 | 1146.4532 | 1273.8369
662492757765 | 6 X 35' LENGTH | 6DF304-35 | 810002012 | 1 | 33 | 19.2969 | 4 | 1326.434 | 1473.8155
7" DURAFLEX STANDARD LENGTHS
662492847039 | 7 X 15' LENGTH | 7DF304-15 | 810002014 | 1 | 22.8 | 19.2969 |  | 660.7515 | 734.1683
662492609057 | 7 X 20' LENGTH | 7DF304-20 | 810002015 | 1 | 28 | 19.4676 | 2 | 887.5767 | 986.1963
662492424995 | 7 X 25' LENGTH | 7DF304-25 | 810002016 | 1 | 28 | 52.4265 | 2 | 1109.4708 | 1232.7453
662492283882 | 7 X 30' LENGTH | 7DF304-30 | 810002017 | 1 | 40 |  |  | 1326.434 | 1473.8155
662492362259 | 7 X 35' LENGTH | 7DF304-35 | 810002018 | 1 | 40 |  |  | 1545.8627 | 1717.6252
662492473504 | 7 X 50' LENGTH | 7DF304-50 | 810002019 | 1 | 54 |  |  | 1997.0475 | 2218.9416
8" DURAFLEX STANDARD LENGTHS
662492473764 | 8 X 15' LENGTH | 8DF304-15 | 810002020 | 1 | 23 |  |  | 769.2331 | 854.7034
662492695937 | 8 X 20' LENGTH | 8DF304-20 | 810002021 | 1 | 30 | 52.4265 | 2 | 1025.6441 | 1139.6046
662492802359 | 8 X 25' LENGTH | 8DF304-25 | 810002022 | 1 | 30 | 52 | 2 | 1331.365 | 1479.2944
662492144169 | 8 X 30' LENGTH | 8DF304-30 | 810002023 | 1 | 35 | 52 |  | 1565.5866 | 1739.5407
662492299418 | 8 X 35' LENGTH | 8DF304-35 | 810002024 | 1 | 35 | 52 | 2 | 1799.8082 | 1999.7869
662492615249 | 8 X 50' LENGTH | 8DF304-50 | 810002025 | 1 | 50 | 52 | 1 | 2253.4585 | 2503.8428
3" BASIC KITS
662492397466 | 3"DF304 15 Kit (includes DFSS Top Plate, Cap, Connector ) | 3DF304-15K | 810001907 | 1 | 19 | 11.792 | 12 | 530.0805 | 588.9783
662492323557 | 3"DF304 20 Kit (includes DFSS Top Plate, Cap, Connector ) | 3DF304-20K | 810001908 | 1 | 20 | 8.5764 | 6 | 628.7001 | 698.5557
662492537183 | 3"DF304 25 Kit (includes DFSS Top Plate, Cap, Connector ) | 3DF304-25K | 810001909 | 1 | 22 | 8.5764 | 6 | 727.3198 | 808.1331
662492642283 | 3"DF304 30 Kit (includes DFSS Top Plate, Cap, Connector ) | 3DF304-30K | 810001910 | 1 | 25 | 8.5764 | 6 | 853.0598 | 947.8442
662492265963 | 3"DF304 35 Kit (includes DFSS Top Plate, Cap, Connector ) | 3DF304-35K | 810001911 | 1 | 26 | 11.7925 |  | 924.559 | 1027.2878
4" BASIC KITS
662492291665 | 4"DF304 15 Kit (includes DFSS Top Plate, Cap, Connector ) | 4DF304-15K | 810001912 | 1 | 20 | 8.5764 | 6 | 613.9072 | 682.1191
662492197578 | 4"DF304 20 Kit (includes DFSS Top Plate, Cap, Connector ) | 4DF304-20K | 810001913 | 1 | 23 | 8.5764 | 6 | 737.1817 | 819.0908
662492688397 | 4"DF304 25 Kit (includes DFSS Top Plate, Cap, Connector ) | 4DF304-25K | 810001914 | 1 | 25 | 8.576 | 6 | 857.9908 | 953.3231
662492223918 | 4"DF304 30 Kit (includes DFSS Top Plate, Cap, Connector ) | 4DF304-30K | 810001915 | 1 | 28 | 11.7925 |  | 986.1963 | 1095.7736
662492588840 | 4"DF304 35 Kit (includes DFSS Top Plate, Cap, Connector ) | 4DF304-35K | 810001916 | 1 | 30 | 11.7925 | 4 | 1109.4708 | 1232.7453
5" BASIC KITS
662492149140 | 5"DF304 15 Kit (includes DFSS Top Plate, Cap, Connector ) | 5DF304-15K | 810001917 | 1 | 23 | 11.7925 | 6 | 712.5268 | 791.6965
662492123782 | 5"DF304 20 Kit (includes DFSS Top Plate, Cap, Connector ) | 5DF304-20K | 810001918 | 1 | 26 | 11.7925 |  | 860.4563 | 956.0625
662492199893 | 5"DF304 25 Kit (includes DFSS Top Plate, Cap, Connector ) | 5DF304-25K | 810001919 | 1 | 29 | 11.7925 | 4 | 1005.9202 | 1117.6891
662492850428 | 5"DF304 30 Kit (includes DFSS Top Plate, Cap, Connector ) | 5DF304-30K | 810001920 | 1 | 33 | 19.2969 |  | 1180.97 | 1312.1889
662492482766 | 5"DF304 35 Kit (includes DFSS Top Plate, Cap, Connector ) | 5DF304-35K | 810001921 | 1 | 34 | 15.0087 |  | 1319.0375 | 1465.5972
5.5 BASIC KITS
662492745984 | 5.5"DF304 15 Kit (includes DFSS Top Plate, Cap, Connector ) | 55DF304-15K | 810001922 | 1 | 24 | 11.7925 |  | 764.3021 | 849.2246
662492463932 | 5.5"DF304 20 Kit (includes DFSS Top Plate, Cap, Connector ) | 55DF304-20K | 810001923 | 1 | 27 | 11.7925 |  | 912.2316 | 1013.5906
662492870655 | 5.5"DF304 25 Kit (includes DFSS Top Plate, Cap, Connector ) | 55DF304-25K | 810001924 | 1 | 30 | 11.7925 |  | 1072.4885 | 1191.6538
662492891582 | 5.5"DF304 30 Kit (includes DFSS Top Plate, Cap, Connector ) | 55DF304-30K | 810001925 | 1 | 34.5 | 19.2969 |  | 1257.4003 | 1397.1114
662492215586 | 5.5"DF304 35 Kit (includes DFSS Top Plate, Cap, Connector ) | 55DF304-35K | 810001926 | 1 | 38 | 19.2969 | 4 | 1417.6572 | 1575.1746
6" FACTORY BUILT CHIMNEY RELINING KITS
662492403297 | 6DF304-15KFB Kit (includes term assembly,15' flex, appliance connector) | 6DF304-15KFB | 810007979 | 1 |  | 9.2233 | 6 | 1420.8137 | 1578.6819
662492254851 | 6DF304-25KFB Kit (includes term assembly,25' flex, appliance connector) | 6DF304-25KFB | 810007151 | 1 | 32 | 15.0087 | 4 | 1751.4258 | 1946.0287
662492140741 | 6DF304-35KFB Kit (includes term assembly,35' flex, appliance connector) | 6DF304-35KFB | 810007152 | 1 | 41 | 20.0297 | 4 | 2110.347 | 2344.83
6' BASIC KITS
662492360873 | 6"DF304 15 Kit (includes DFSS Top Plate, Cap, Connector ) | 6DF304-15K | 810001927 | 1 | 25 | 8.576 |  | 825.9394 | 917.7104
662492105283 | 6"DF304 20 Kit (includes DFSS Top Plate, Cap, Connector ) | 6DF304-20K | 810001928 | 1 | 28 | 11.7925 | 4 | 961.5414 | 1068.3793
662492334966 | 6"DF304 25 Kit (includes DFSS Top Plate, Cap, Connector ) | 6DF304-25K | 810001929 | 1 | 30.5 | 15.0087 |  | 1146.4532 | 1273.8369
662492413944 | 6"DF304 30 Kit (includes DFSS Top Plate, Cap, Connector ) | 6DF304-30K | 810001930 | 1 | 37 | 19.2969 | 4 | 1331.365 | 1479.2944
662492801345 | 6"DF304 35 Kit (includes DFSS Top Plate, Cap, Connector ) | 6DF304-35K | 810001931 | 1 | 40 | 19.2969 | 4 | 1503.9493 | 1671.0548
7" BASIC KITS
662492103098 | 7"DF304 15 Kit (includes DFSS Top Plate, Cap, Connector ) | 7DF304-15K | 810001932 | 1 | 31 | 19.4676 |  | 1024.1428 | 1137.9364
662492663585 | 7"DF304 20 Kit (includes DFSS Top Plate, Cap, Connector ) | 7DF304-20K | 810001933 | 1 | 35.5 | 19.4676 |  | 1121.7983 | 1246.4425
662492579268 | 7"DF304 25 Kit (includes DFSS Top Plate, Cap, Connector ) | 7DF304-25K | 810001934 | 1 | 27.5 | 52.4265 | 2 | 1368.3473 | 1520.3859
662492432471 | 7"DF304 30 Kit (includes DFSS Top Plate, Cap, Connector ) | 7DF304-30K | 810001935 | 1 | 31.5 |  |  | 1540.9317 | 1712.1463
662492469217 | 7"DF304 35 Kit (includes DFSS Top Plate, Cap, Connector ) | 7DF304-35K | 810001936 | 1 | 35.5 |  |  | 1738.1709 | 1931.301
8" BASIC KITS
662492163856 | 8"DF304 15 Kit (includes DFSS Top Plate, Cap, Connector ) | 8DF304-15K | 810001937 | 1 | 21 | 23.2866 |  | 1047.8335 | 1164.2595
662492255896 | 8"DF304 20 Kit (includes DFSS Top Plate, Cap, Connector ) | 8DF304-20K | 810001938 | 1 | 26 | 52.4265 |  | 1257.4003 | 1397.1114
662492444375 | 8"DF304 25 Kit (includes DFSS Top Plate, Cap, Connector ) | 8DF304-25K | 810001939 | 1 | 40.5 | 52 | 2 | 1565.5866 | 1739.5407
662492888780 | 8"DF304 30 Kit (includes DFSS Top Plate, Cap, Connector ) | 8DF304-30K | 810001940 | 1 | 45 | 52 |  | 1787.4808 | 1986.0897
662492283943 | 8"DF304 35 Kit (includes DFSS Top Plate, Cap, Connector ) | 8DF304-35K | 810001941 | 1 | 50 | 52 | 2 | 2009.3749 | 2232.6388
3" TEE KITS
662492559246 | 3"DF304-15KT ( includes: DFSS Top Plate, Cap, Tee w/Cap ) | 3DF304-15KT | 810001942 | 1 | 18 | 8.576 | 12 | 645.9586 | 717.7317
662492868942 | 3"DF304-20KT ( includes: DFSS Top Plate, Cap, Tee w/Cap ) | 3DF304-20KT | 810001943 | 1 | 20 | 8.576 | 6 | 848.5749 | 942.861
662492444832 | 3"DF304-25KT ( includes: DFSS Top Plate, Cap, Tee w/Cap ) | 3DF304-25KT | 810001944 | 1 | 22 | 8.5764 |  | 823.4739 | 914.971
662492187012 | 3"DF304-30KT ( includes: DFSS Top Plate, Cap, Tee w/Cap ) | 3DF304-30KT | 810001945 | 1 | 25 | 19.2969 | 6 | 954.1449 | 1060.161
662492710036 | 3"DF304-35KT ( includes: DFSS Top Plate, Cap, Tee w/Cap ) | 3DF304-35KT | 810001946 | 1 | 26 | 11.7925 |  | 1020.7131 | 1134.1257
4" TEE KITS
662492220894 | 4"DF304-15KT ( includes: DFSS Top Plate, Cap, Tee w/Cap ) | 4DF304-15KT | 810001947 | 1 | 20 | 8.5764 | 6 | 702.6648 | 780.7387
662492407417 | 4"DF304-20KT ( includes: DFSS Top Plate, Cap, Tee w/Cap ) | 4DF304-2OKT | 810001948 | 1 | 23 | 8.5764 |  | 838.2668 | 931.4076
662492787069 | 4"DF304-25KT ( includes: DFSS Top Plate, Cap, Tee w/Cap ) | 4DF304-25KT | 810001949 | 1 | 25 | 8.5764 | 6 | 961.5414 | 1068.3793
662492869376 | 4"DF304-30KT ( includes: DFSS Top Plate, Cap, Tee w/Cap ) | 4DF304-30KT | 810001950 | 1 | 28 | 11.7925 |  | 1109.4708 | 1232.7453
662492522417 | 4"DF304-35KT ( includes: DFSS Top Plate, Cap, Tee w/Cap ) | 4DF304-35KT | 810001951 | 1 | 30 | 11.7925 | 4 | 1208.0904 | 1342.3227
5" TEE KITS
662492575758 | 5"DF304-15KT ( includes: DFSS Top Plate, Cap, Tee w/Cap ) | 5DF304-15KT | 810001952 | 1 | 24 | 11.7925 | 6 | 855.5253 | 950.5836
662492577981 | 5"DF304-20KT ( includes: DFSS Top Plate, Cap, Tee w/Cap ) | 5DF304-20KT | 810001953 | 1 | 27 | 11.7925 |  | 998.5237 | 1109.4708
662492876633 | 5"DF304-25KT ( includes: DFSS Top Plate, Cap, Tee w/Cap ) | 5DF304-25KT | 810001954 | 1 | 30 | 11.7925 |  | 1143.9877 | 1271.0974
662492824023 | 5"DF304-30KT ( includes: DFSS Top Plate, Cap, Tee w/Cap ) | 5DF304-30KT | 810001955 | 1 | 33 | 19.2969 |  | 1319.0375 | 1465.5972
662492598795 | 5"DF304-35KT ( includes: DFSS Top Plate, Cap, Tee w/Cap ) | 5DF304-35KT | 810001956 | 1 | 34 | 15.0087 |  | 1452.174 | 1613.5267
5.5" TEE KITS
662492706190 | 5.5"DF304-15KT ( includes: DFSS Top Plate, Cap, Tee w/Cap ) | 55DF304-15KT | 810001957 | 1 | 22 | 11.7925 |  | 897.4386 | 997.154
662492243718 | 5.5"DF304-20KT ( includes: DFSS Top Plate, Cap, Tee w/Cap ) | 55DF304-20KT | 810001958 | 1 | 25 | 11.7925 |  | 1072.4885 | 1191.6538
662492811931 | 5.5"DF304-25KT ( includes: DFSS Top Plate, Cap, Tee w/Cap ) | 55DF304-25KT | 810001959 | 1 | 28 | 11.8 |  | 1227.8144 | 1364.2382
662492771341 | 5.5"DF304-30KT ( includes: DFSS Top Plate, Cap, Tee w/Cap ) | 55DF304-30KT | 810001960 | 1 | 32.5 | 19.2969 |  | 1415.1917 | 1572.4352
662492703816 | 5.5"DF304-35KT ( includes: DFSS Top Plate, Cap, Tee w/Cap ) | 55DF304-35KT | 810001961 | 1 | 36 | 19.2969 | 4 | 1572.9831 | 1747.759
6" TEE KITS
662492681534 | 6"DF304-15KT ( includes: DFSS Top Plate, Cap, Tee w/Cap ) | 6DF304-15KT | 810001962 | 1 | 26 | 11.7925 | 6 | 954.1449 | 1060.161
662492577165 | 6"DF304-20KT ( includes: DFSS Top Plate, Cap, Tee w/Cap ) | 6DF304-20KT | 810001963 | 1 | 30 | 11.7925 | 4 | 1131.6602 | 1257.4003
662492297858 | 6"DF304-25KT ( includes: DFSS Top Plate, Cap, Tee w/Cap ) | 6DF304-25KT | 810001964 | 1 | 32 | 15.0087 | 4 | 1314.1065 | 1460.1184
662492778616 | 6"DF304-30KT ( includes: DFSS Top Plate, Cap, Tee w/Cap ) | 6DF304-30KT | 810001965 | 1 | 38 | 19.2969 | 4 | 1499.0183 | 1665.5759
662492284360 | 6"DF304-35KT ( includes: DFSS Top Plate, Cap, Tee w/Cap ) | 6DF304-35KT | 810001966 | 1 | 41 | 19.2969 | 4 | 1666.6717 | 1851.8575
7" TEE KITS
662492207215 | 7"DF304-15KT ( includes: DFSS Top Plate, Cap, Tee w/Cap ) | 7DF304-15KT | 810001967 | 1 | 33 | 19.4676 |  | 1050.299 | 1166.9989
662492554180 | 7"DF304-20KT ( includes: DFSS Top Plate, Cap, Tee w/Cap ) | 7DF304-20KT | 810001968 | 1 | 37.5 | 19.4676 |  | 1282.0552 | 1424.5057
662492729960 | 7"DF304-25KT ( includes: DFSS Top Plate, Cap, Tee w/Cap ) | 7DF304-25KT | 810001969 | 1 | 30 | 52.4265 |  | 1508.8803 | 1676.5337
662492134467 | 7"DF304-30KT ( includes: DFSS Top Plate, Cap, Tee w/Cap ) | 7DF304-30KT | 810001970 | 1 | 33.5 |  |  | 1711.0505 | 1901.1673
662492258361 | 7"DF304-35KT ( includes: DFSS Top Plate, Cap, Tee w/Cap ) | 7DF304-35KT | 810001971 | 1 | 38 |  |  | 1898.4278 | 2109.3643
8" TEE KITS
662492752456 | 8"DF304-15KT ( includes: DFSS Top Plate, Cap, Tee w/Cap ) | 8DF304-15KT | 810001972 | 1 | 24 | 52.4265 |  | 1119.3328 | 1243.7031
662492138434 | 8"DF304-20KT ( includes: DFSS Top Plate, Cap, Tee w/Cap ) | 8DF304-20KT | 810001973 | 1 | 29 | 52.4 |  | 1521.5818 | 1690.6464
662492623916 | 8"DF304-25KT ( includes: DFSS Top Plate, Cap, Tee w/Cap ) | 8DF304-25KT | 810001974 | 1 | 44 | 52 |  | 1752.9639 | 1947.7377
662492608999 | 8"DF304-30KT ( includes: DFSS Top Plate, Cap, Tee w/Cap ) | 8DF304-30KT | 810001975 | 1 | 48.5 | 52 |  | 1979.789 | 2199.7656
662492358375 | 8"DF304-35KT ( includes: DFSS Top Plate, Cap, Tee w/Cap ) | 8DF304-35KT | 810001976 | 1 | 53 | 52 | 2 | 2194.2867 | 2438.0964

## DuraFlex-316
DURAFLEX 316
UPC-A Listing | Description | Order # | Stock # | Pcs/ Ctn | Lbs/ Ctn | Cube | Plt Qty | M.A.P. | 05/12/2025 MSRP (ea.)
0.9
3" STANDARD LENGHTS
662492667156 | 3 X 15' LENGTH | 3DF316-15 | 810002109 | 1 | 9 | 4.3652 | 12 | 443.7883 | 493.0981
662492435069 | 3 X 20' LENGTH | 3DF316-20 | 810002110 | 1 | 9 | 8.5764 | 6 | 530.0805 | 588.9783
662492127292 | 3 X 25' LENGTH | 3DF316-25 | 810002111 | 1 | 18 | 8.576 | 6 | 591.6576 | 657.3973
662492611821 | 3 X 30' LENGTH | 3DF316-30 | 810002112 | 1 | 21 | 19.2969 | 6 | 808.6809 | 898.5344
662492109373 | 3 X 35' LENGTH | 3DF316-35 | 810002113 | 1 | 21 | 11.7925 | 8 | 912.2316 | 1013.5906
4" STANDARD LENGTHS
662492743546 | 4 X 15' LENGTH | 4DF316-15 | 810002115 | 1 | 16 | 8.5764 | 6 | 502.9601 | 558.8446
662492689554 | 4 X 20' LENGTH | 4DF316-20 | 810002116 | 1 | 13 | 8.5764 | 6 | 611.4417 | 679.3797
662492417331 | 4 X 25' LENGTH | 4DF316-25 | 810002117 | 1 | 15.2 | 8.6 | 6 | 759.3711 | 843.7457
662492483374 | 4 X 30' LENGTH | 4DF316-30 | 810002118 | 1 | 21 | 11.7925 |  | 909.7661 | 1010.8512
662492390542 | 4 X 35' LENGTH | 4DF316-35 | 810002119 | 1 | 12.5 | 11.7925 | 4 | 1060.161 | 1177.9567
5" STANDARD LENGTHS
662492457436 | 5 X 15' LENGTH | 5DF316-15 | 810002121 | 1 | 20 | 8.5764 | 6 | 702.2716 | 780.3018
662492392492 | 5 X 20' LENGTH | 5DF316-20 | 810002122 | 1 | 20 | 11.7925 | 6 | 766.7676 | 851.964
662492270516 | 5 X 25 LENGTH | 5DF316-25 | 810002123 | 1 | 19 | 11.7925 | 4 | 936.8865 | 1040.985
662492178072 | 5 X 30' LENGTH | 5DF316-30 | 810002124 | 1 | 33 | 19.2969 |  | 1151.3842 | 1279.3157
662492836071 | 5 X 35' LENGTH | 5DF316-35 | 810002125 | 1 | 33 | 19.2969 | 4 | 1343.6924 | 1492.9916
5.5" STANDARD LENGTHS
662492467596 | 5.5 X 15' LENGTH | 55DF316-15 | 810002127 | 1 | 15 | 11.7925 | 6 | 665.6825 | 739.6472
662492679395 | 5.5 X 20' LENGTH | 55DF316-20 | 810002128 | 1 | 19 | 11.7925 | 4 | 835.8013 | 928.6682
662492381878 | 5.5 X 25' LENGTH | 55DF316-25 | 810002129 | 1 | 20.8 | 11.7925 | 4 | 1023.1786 | 1136.8652
662492451854 | 5.5 X 30' LENGTH | 55DF316-30 | 810002130 | 1 | 26 | 19.2969 |  | 1252.4693 | 1391.6325
662492873823 | 5.5 X 35' LENGTH | 55DF316-35 | 810002131 | 1 | 29 | 19.2969 | 4 | 1462.036 | 1624.4844
6" STANDARD LENGTHS
662492251683 | 6 X 15' LENGTH | 6DF316-15 | 810002133 | 1 | 15 | 8.576 | 6 | 727.3198 | 808.1331
662492271919 | 6 X 20" LENGTH | 6DF316-20 | 810002134 | 1 | 19 | 11.7925 | 4 | 912.2316 | 1013.5906
662492895672 | 6 X 25' LENGTH | 6DF316-25 | 810002135 | 1 | 11.5 | 15.0087 | 4 | 1139.0567 | 1265.6186
662492600016 | 6 X 30' LENGTH | 6DF316-30 | 810002136 | 1 | 28 | 15.0087 | 4 | 1368.3473 | 1520.3859
662492413913 | 6 X 35' LENGTH | 6DF316-35 | 810002137 | 1 | 37 | 19.2969 | 4 | 1592.707 | 1769.6744
7" STANDARD LENGTHS
662492202128 | 7 X 15' LENGTH | 7DF316-15 | 810002139 | 1 | 24 | 52.4265 |  | 813.6119 | 904.0133
662492435670 | 7 X 20' LENGTH | 7DF316-20 | 810002140 | 1 | 24 | 19.4676 |  | 1047.8335 | 1164.2595
662492724743 | 7 X 25' LENGTH | 7DF316-25 | 810002141 | 1 | 35 | 52.4265 | 2 | 1309.1756 | 1454.6395
662492142486 | 7 X 30' LENGTH | 7DF316-30 | 810002142 | 1 | 44 |  |  | 1570.5176 | 1745.0195
662492319642 | 7 X 35' LENGTH | 7DF316-35 | 810002143 | 1 | 44 |  |  | 1824.4631 | 2027.1812
662492562055 | 7 X 50' LENGTH | 7DF316-50 | 810002144 | 1 | 44 |  |  | 2403.8534 | 2670.9483
8" STANDARD LENGTHS
662492843987 | 8 X 15' LENGTH | 8DF316-15 | 810002145 | 1 | 26 |  | 2 | 862.9217 | 958.8019
662492348123 | 8 X 20' LENGTH | 8DF316-20 | 810002146 | 1 | 26 | 52.4265 | 1 | 1134.1257 | 1260.1397
662492138366 | 8 X 25' LENGTH | 8DF316-25 | 810002147 | 1 | 42 | 26.2813 | 2 | 1368.3473 | 1520.3859
662492140963 | 8 X 30' LENGTH | 8DF316-30 | 810002148 | 1 | 22.4 | 52.4265 |  | 1659.2752 | 1843.6392
662492206799 | 8 X 35' LENGTH | 8DF316-35 | 810002149 | 1 | 26 | 52.4265 | 2 | 1935.4102 | 2150.4558
662492896777 | 8 X 50' LENGTH | 8DF316-50 | 810002150 | 1 | 37 | 52.4265 |  | 2546.8519 | 2829.8354
3" BASIC KITS
662492318126 | 3"DF316 15 Kit (includes DFSS Top Plate, Cap, Connector ) | 3DF316-15K | 810002026 | 1 | 18 | 8.5764 | 12 | 584.3213 | 649.2459
662493193020 | 3"DF316 20 Kit (includes DFSS Top Plate, Cap, Connector ) | 3DF316-20K | 810002027 | 1 | 19 | 8.5764 | 6 | 692.8029 | 769.781
662492146187 | 3"DF316 25 Kit (includes DFSS Top Plate, Cap, Connector ) | 3DF316-25K | 810002028 | 1 | 21 | 8.5764 | 6 | 803.75 | 893.0555
662492213872 | 3"DF316 30 Kit (includes DFSS Top Plate, Cap, Connector ) | 3DF316-30K | 810002029 | 1 | 24 | 19.2969 | 6 | 949.2139 | 1054.6821
662492286043 | 3"DF316 35 Kit (includes DFSS Top Plate, Cap, Connector ) | 3DF316-35K | 810002030 | 1 | 24 | 11.7925 |  | 1035.5061 | 1150.5623
4" BASIC KITS
662492411629 | 4"DF316 15 Kit (includes DFSS Top Plate, Cap, Connector ) | 4DF316-15K | 810002031 | 1 | 19 | 8.5764 | 6 | 712.5268 | 791.6965
662492409213 | 4"DF316 20 Kit (includes DFSS Top Plate, Cap, Connector ) | 4DF316-20K | 810002032 | 1 | 21 | 8.5764 | 6 | 791.4225 | 879.3583
662492402962 | 4"DF316 25 Kit (includes DFSS Top Plate, Cap, Connector ) | 4DF316-25K | 810002033 | 1 | 23 | 8.576 | 6 | 919.628 | 1021.8089
662492215456 | 4"DF316 30 Kit (includes DFSS Top Plate, Cap, Connector ) | 4DF316-30K | 810002034 | 1 | 25 | 11.7925 |  | 1065.092 | 1183.4355
662492247358 | 4"DF316 35 Kit (includes DFSS Top Plate, Cap, Connector ) | 4DF316-35K | 810002035 | 1 | 27 | 11.7925 | 4 | 1195.763 | 1328.6255
5" BASIC KITS
662492406250 | 5"DF316 15 Kit (includes DFSS Top Plate, Cap, Connector ) | 5DF316-15K | 810002036 | 1 | 21 | 8.576 | 6 | 784.026 | 871.14
662492262542 | 5"DF316 20 Kit (includes DFSS Top Plate, Cap, Connector ) | 5DF316-20K | 810002037 | 1 | 24 | 8.6 |  | 959.0759 | 1065.6399
662492783092 | 5"DF316 25 Kit (includes DFSS Top Plate, Cap, Connector ) | 5DF316-25K | 810002038 | 1 | 27 | 11.79 |  | 1134.1257 | 1260.1397
662492256046 | 5"DF316 30 Kit (includes DFSS Top Plate, Cap, Connector ) | 5DF316-30K | 810002039 | 1 | 30 | 19.2969 |  | 1336.296 | 1484.7733
662192616772 | 5"DF316 35 Kit (includes DFSS Top Plate, Cap, Connector ) | 5DF316-35K | 810002040 | 1 | 33 | 19.2969 |  | 1506.4148 | 1673.7942
5.5" BASIC KITS
662492805077 | 5.5"DF316 15 Kit (includes DFSS Top Plate, Cap, Connector ) | 55DF316-15K | 810002041 | 1 | 22 | 11.7925 |  | 924.559 | 1027.2878
662492250150 | 5.5"DF316 20 Kit (includes DFSS Top Plate, Cap, Connector ) | 55DF316-20K | 810002042 | 1 | 25 | 11.7925 |  | 1035.5061 | 1150.5623
662492327036 | 5.5"DF316 25 Kit (includes DFSS Top Plate, Cap, Connector ) | 55DF316-25K | 810002043 | 1 | 28 | 11.7925 |  | 1220.4179 | 1356.0199
662493763166 | 5.5"DF316 30 Kit (includes DFSS Top Plate, Cap, Connector ) | 55DF316-30K | 810002044 | 1 | 31.5 | 19.2969 |  | 1442.3121 | 1602.569
662492492710 | 5.5"DF316 35 Kit (includes DFSS Top Plate, Cap, Connector ) | 55DF316-35K | 810002045 | 1 | 24 | 19.2969 | 4 | 1627.2239 | 1808.0265
6" FACTORY BUILT CHIMNEY RELINING KITS
662492205235 | 6DF316-25KFB Kit (includes term assembly,25' flex, appliance connector) | 6DF316-25KFB | 810007153 | 1 | 30 | 15.0087 | 4 | 1911.9233 | 2124.3592
662492243596 | 6DF316-35KFB Kit (includes term assembly,35'flex, appliance connector) | 6DF316-35KFB | 810007154 | 1 | 38 | 20.0297 | 4 | 2334.7785 | 2594.1984
6" BASIC KITS
662492464731 | 6"DF316 15 Kit (includes DFSS Top Plate, Cap, Connector ) | 6DF316-15K | 810002046 | 1 | 23 | 8.576 | 6 | 1000.9892 | 1112.2102
662492249369 | 6"DF316 20 Kit (includes DFSS Top Plate, Cap, Connector ) | 6DF316-20K | 810002047 | 1 | 26.5 | 11.7925 | 4 | 1114.4018 | 1238.2242
662492455814 | 6"DF316 25 Kit (includes DFSS Top Plate, Cap, Connector ) | 6DF316-25K | 810002048 | 1 | 29 | 15.0087 | 4 | 1333.8305 | 1482.0339
662492591475 | 6"DF316 30 Kit (includes DFSS Top Plate, Cap, Connector ) | 6DF316-30K | 810002049 | 1 | 31.5 | 15.0087 | 4 | 1545.8627 | 1717.6252
662492340851 | 6"DF316 35 Kit (includes DFSS Top Plate, Cap, Connector ) | 6DF316-35K | 810002050 | 1 | 37 | 19.2969 | 4 | 1762.8258 | 1958.6954
7" BASIC KITS
662492841327 | 7"DF316 15 Kit (includes DFSS Top Plate, Cap, Connector ) | 7DF316-15K | 810002051 | 1 | 30 | 19.4676 |  | 1119.3328 | 1243.7031
662492572917 | 7"DF316 20 Kit (includes DFSS Top Plate, Cap, Connector ) | 7DF316-20K | 810002052 | 1 | 33 | 19.4676 |  | 1272.1932 | 1413.548
662492147986 | 7"DF316 25 Kit (includes DFSS Top Plate, Cap, Connector ) | 7DF316-25K | 810002053 | 1 | 24.5 | 52.4265 | 2 | 1540.9317 | 1712.1463
662492101742 | 7"DF316 30 Kit (includes DFSS Top Plate, Cap, Connector ) | 7DF316-30K | 810002054 | 1 | 28 |  |  | 1780.0843 | 1977.8714
662492246986 | 7"DF316 35 Kit (includes DFSS Top Plate, Cap, Connector ) | 7DF316-35K | 810002055 | 1 | 31.5 |  |  | 2011.8404 | 2235.3782
8" BASIC KITS
662492454756 | 8"DF316 15 Kit (includes DFSS Top Plate, Cap, Connector ) | 8DF316-15K | 810002056 | 1 | 18 | 52.4265 |  | 1247.5383 | 1386.1537
662492852491 | 8"DF316 20 Kit (includes DFSS Top Plate, Cap, Connector ) | 8DF316-20K | 810002057 | 1 | 22 | 52.4265 |  | 1368.3473 | 1520.3859
662492504956 | 8"DF316 25 Kit (includes DFSS Top Plate, Cap, Connector ) | 8DF316-25K | 810002058 | 1 | 40 | 25.2813 |  | 1590.2415 | 1766.935
662492286135 | 8"DF316 30 Kit (includes DFSS Top Plate, Cap, Connector ) | 8DF316-30K | 810002059 | 1 | 30 | 52.4265 |  | 1871.3074 | 2079.2305
662492805923 | 8"DF316 35 Kit (includes DFSS Top Plate, Cap, Connector ) | 8DF316-35K | 810002060 | 1 | 33 | 52.4265 | 2 | 2115.391 | 2350.4345
3" TEE KITS
662492207925 | 3"DF316-15KT ( includes: DFSS Top Plate, Cap, Tee w/Cap ) | 3DF316-15KT | 810002061 | 1 | 17 | 8.5764 | 6 | 685.4064 | 761.5627
662492154267 | 3"DF316-20KT ( includes: DFSS Top Plate, Cap, Tee w/Cap ) | 3DF316-20KT | 810002062 | 1 | 19 | 8.6 | 6 | 793.888 | 882.0978
662492680032 | 3"DF316-25KT ( includes: DFSS Top Plate, Cap, Tee w/Cap ) | 3DF316-25KT | 810002063 | 1 | 20 | 8.6 | 6 | 904.8351 | 1005.3723
662792780770 | 3"DF316-30KT ( includes: DFSS Top Plate, Cap, Tee w/Cap ) | 3DF316-30KT | 810002064 | 1 | 23 | 19.2969 | 6 | 1050.299 | 1166.9989
662492232941 | 3"DF316-35KT ( includes: DFSS Top Plate, Cap, Tee w/Cap ) | 3DF316-35KT | 810002065 | 1 | 24 | 11.7925 |  | 1136.5912 | 1262.8791
4" TEE KITS
662492140598 | 4"DF316-15KT ( includes: DFSS Top Plate, Cap, Tee w/Cap ) | 4DF316-15KT | 810002066 | 1 | 19 | 8.576 | 6 | 806.2155 | 895.795
662492182598 | 4"DF316-20KT ( includes: DFSS Top Plate, Cap, Tee w/Cap ) | 4DF316-20KT | 810002067 | 1 | 21 | 8.6 | 6 | 892.5076 | 991.6751
662492481189 | 4"DF316-25KT ( includes: DFSS Top Plate, Cap, Tee w/Cap ) | 4DF316-25KT | 810002068 | 1 | 22 | 8.6 |  | 1023.1786 | 1136.8652
662492545720 | 4"DF316-30KT ( includes: DFSS Top Plate, Cap, Tee w/Cap ) | 4DF316-30KT | 810002069 | 1 | 25 | 11.7925 |  | 1166.1771 | 1295.7523
662492472422 | 4"DF316-35KT ( includes: DFSS Top Plate, Cap, Tee w/Cap ) | 4DF316-35KT | 810002070 | 1 | 26 | 11.7925 | 4 | 1299.3136 | 1443.6818
5" TEE KITS
662492845141 | 5"DF316-15KT ( includes: DFSS Top Plate, Cap, Tee w/Cap ) | 5DF316-15KT | 810002071 | 1 | 22 | 8.6 | 6 | 919.628 | 1021.8089
662492313947 | 5"DF316-20KT ( includes: DFSS Top Plate, Cap, Tee w/Cap ) | 5DF316-20KT | 810002072 | 1 | 24 | 8.6 |  | 1097.1434 | 1219.0482
662492859278 | 5"DF316-25KT ( includes: DFSS Top Plate, Cap, Tee w/Cap ) | 5DF316-25KT | 810002073 | 1 | 27 | 11.7925 |  | 1272.1932 | 1413.548
662492850725 | 5"DF316-30KT ( includes: DFSS Top Plate, Cap, Tee w/Cap ) | 5DF316-30KT | 810002074 | 1 | 31 | 19.2969 |  | 1474.3634 | 1638.1816
662492209967 | 5"DF316-35KT ( includes: DFSS Top Plate, Cap, Tee w/Cap ) | 5DF316-35KT | 810002075 | 1 | 33 | 19.3 |  | 1644.4823 | 1827.2025
5.5" TEE KITS
662492494851 | 5.5"DF316-15KT ( includes: DFSS Top Plate, Cap, Tee w/Cap ) | 55DF316-15KT | 810002076 | 1 | 20.5 | 11.7925 |  | 1008.3857 | 1120.4285
662492695142 | 5.5"DF316-20KT ( includes: DFSS Top Plate, Cap, Tee w/Cap ) | 55DF316-20KT | 810002077 | 1 | 23 | 11.7925 |  | 1195.763 | 1328.6255
662492386170 | 5.5"DF316-25KT ( includes: DFSS Top Plate, Cap, Tee w/Cap ) | 55DF316-25KT | 810002078 | 1 | 26 | 11.7925 |  | 1380.6748 | 1534.0831
662492852657 | 5.5"DF316-30KT ( includes: DFSS Top Plate, Cap, Tee w/Cap ) | 55DF316-30KT | 810002079 | 1 | 30 | 19.2969 |  | 1600.1035 | 1777.8927
662492272190 | 5.5"DF316-35KT ( includes: DFSS Top Plate, Cap, Tee w/Cap ) | 55DF316-35KT | 810002080 | 1 | 32.5 | 19.2969 | 4 | 1787.4808 | 1986.0897
6" TEE KITS
662492362648 | 6"DF316-15KT ( includes: DFSS Top Plate, Cap, Tee w/Cap ) | 6DF316-15KT | 810002081 | 1 | 25 | 11.7925 |  | 1079.8849 | 1199.8721
662492700549 | 6"DF316-20KT ( includes: DFSS Top Plate, Cap, Tee w/Cap ) | 6DF316-20KT | 810002082 | 1 | 28 | 11.7925 |  | 1282.0552 | 1424.5057
662492536698 | 6"DF316-25KT ( includes: DFSS Top Plate, Cap, Tee w/Cap ) | 6DF316-25KT | 810002083 | 1 | 30 | 15.0087 | 4 | 1501.4838 | 1668.3154
662492597149 | 6"DF316-30KT ( includes: DFSS Top Plate, Cap, Tee w/Cap ) | 6DF316-30KT | 810002084 | 1 | 32.5 | 15.0087 | 4 | 1713.516 | 1903.9067
662492292518 | 6"DF316-35KT ( includes: DFSS Top Plate, Cap, Tee w/Cap ) | 6DF316-35KT | 810002085 | 1 | 38 | 19.2969 | 4 | 1932.9447 | 2147.7163
7" TEE KITS
662492492192 | 7"DF316-15KT ( includes: DFSS Top Plate, Cap, Tee w/Cap ) | 7DF316-15KT | 810002086 | 1 | 31.5 | 19.4676 |  | 1178.5046 | 1309.4495
662492615157 | 7"DF316-20KT ( includes: DFSS Top Plate, Cap, Tee w/Cap ) | 7DF316-20KT | 810002087 | 1 | 35 | 19.4676 |  | 1437.3811 | 1597.0901
662492582565 | 7"DF316-25KT ( includes: DFSS Top Plate, Cap, Tee w/Cap ) | 7DF316-25KT | 810002088 | 1 | 26 | 52.4265 |  | 1703.6541 | 1892.949
662492825631 | 7"DF316-30KT ( includes: DFSS Top Plate, Cap, Tee w/Cap ) | 7DF316-30KT | 810002089 | 1 | 30 |  |  | 1942.8067 | 2158.6741
662492303627 | 7"DF316-35KT ( includes: DFSS Top Plate, Cap, Tee w/Cap ) | 7DF316-35KT | 810002090 | 1 | 33 |  |  | 2174.5628 | 2416.1809
0
| 8" TEE KITS | [7 empty] | 0
662492374429 | 8"DF316-15KT ( includes: DFSS Top Plate, Cap, Tee w/Cap ) | 8DF316-15KT | 810002091 | 1 | 21 | 52.4265 |  | 1304.2446 | 1449.1606
662492374610 | 8"DF316-20KT ( includes: DFSS Top Plate, Cap, Tee w/Cap ) | 8DF316-20KT | 810002092 | 1 | 25 | 52.4265 |  | 1553.2591 | 1725.8435
662492679739 | 8"DF316-25KT ( includes: DFSS Top Plate, Cap, Tee w/Cap ) | 8DF316-25KT | 810002093 | 1 | 43 | 26.2813 |  | 1824.4631 | 2027.1812
662492724255 | 8"DF316-30KT ( includes: DFSS Top Plate, Cap, Tee w/Cap ) | 8DF316-30KT | 810002094 | 1 | 32.5 | 52.4265 |  | 2056.2192 | 2284.688
662492376072 | 8"DF316-35KT ( includes: DFSS Top Plate, Cap, Tee w/Cap ) | 8DF316-35KT | 810002095 | 1 | 36 | 52.4265 | 2 | 2300.3028 | 2555.892
DuraFlex 316 Top Plate/Cap Kit
662492728987 | 4" DF316-25VCK (includes:Top Plate with welded Storm Collar, Cap plus DFSS Connector and DF316 Length | 4DF316-25VCK | 810005960 | 1 |  |  |  | 861.3413 | 957.0459
662492847794 | 4" DF316-35VCK (includes:Top Plate with welded Storm Collar, Cap plus DFSS Connector and DF316 Length | 4DF316-35VCK | 810002097 | 1 |  |  |  | 1052.3491 | 1169.2768
662492227848 | 5.5" DF316-25VCK (includes:Top Plate with welded Storm Collar, Cap plus DFSS Connector and DF316 Length | 55DF316-25VCK | 810002098 | 1 |  |  |  | 1181.7196 | 1313.0218
662492577950 | 5.5" DF316-35VCK (includes:Top Plate with welded Storm Collar, Cap plus DFSS Connector and DF316 Length | 55DF316-35VCK | 810002099 | 1 |  |  |  | 1453.6687 | 1615.1874
662492569955 | 6" DF316-25VCK (includes:Top Plate with welded Storm Collar, Cap plus DFSS Connector and DF316 Length | 6DF316-25VCK | 810002100 | 1 |  |  |  | 1754.6301 | 1949.589
662492684184 | 6" DF316-35VCK (includes:Top Plate with welded Storm Collar, Cap plus DFSS Connector and DF316 Length | 6DF316-35VCK | 810002101 | 1 |  |  |  | 2311.1718 | 2567.9686

## DuraFlex Pro
DURAFLEX PRO
UPC-A Listing | Description | Order # | Stock # | Pcs/ Ctn | Lbs/ Ctn | Cube | Plt Qty | M.A.P. | 05/12/2025 MSRP (ea.)
0.9
3" STANDARD LENGTHS
662492660874 | 3 X 15' LENGTH | 3DFPRO-15 | 810002246 | 1 | 7 |  |  | 480.7707 | 534.1897
662492256879 | 3 X 20' LENGTH | 3DFPRO-20 | 810002247 | 1 | 10 |  |  | 567.0629 | 630.0698
662492266144 | 3 X 25' LENGTH | 3DFPRO-25 | 810002248 | 1 | 12 |  |  | 678.0099 | 753.3444
662492744826 | 3 X 30' LENGTH | 3DFPRO-30 | 810002249 | 1 | 14 |  |  | 850.5943 | 945.1048
662492107014 | 3 X 35' LENGTH | 3DFPRO-35 | 810002250 | 1 | 16 |  |  | 949.2139 | 1054.6821
662492540695 | 3 X 50' LENGTH | 3DFPRO-50 | 810002251 |  |  |  |  | 1097.1434 | 1219.0482
4" STANDARD LENGTHS
662492287149 | 4 X 15' LENGTH | 4DFPRO-15 | 810002253 | 1 | 10 |  |  | 542.408 | 602.6755
662492477823 | 4 X 20' LENGTH | 4DFPRO-20 | 810002254 | 1 | 12.6 |  |  | 628.7001 | 698.5557
662492161654 | 4 X 25' LENGTH | 4DFPRO-25 | 810002255 | 1 | 16 |  |  | 801.2845 | 890.3161
662492420782 | 4 X 30' LENGTH | 4DFPRO-30 | 810002256 | 1 | 18 |  |  | 949.2139 | 1054.6821
662492492659 | 4 X 35' LENGTH | 4DFPRO-35 | 810002257 | 1 | 21 |  |  | 1097.1434 | 1219.0482
662492599532 | 4 X 50' LENGTH | 4DFPRO-50 | 810002258 |  |  |  |  | 1245.0728 | 1383.4142
5" STANDARD LENGTHS
662492807576 | 5 X 15' LENGTH | 5DFPRO-15 | 810002260 | 1 | 12.5 |  |  | 653.355 | 725.95
662492640760 | 5 X 20' LENGTH | 5DFPRO-20 | 810002261 | 1 | 17.5 |  |  | 803.75 | 893.0555
662492807842 | 5 X 25' LENGTH | 5DFPRO-25 | 810002262 | 1 | 19 |  |  | 973.8688 | 1082.0765
662492767078 | 5 X 30' LENGTH | 5DFPRO-30 | 810002263 | 1 |  |  |  | 1188.3665 | 1320.4072
662492412336 | 5 X 35' LENGTH | 5DFPRO-35 | 810002264 | 1 |  |  |  | 1380.6748 | 1534.0831
662492761069 | 5 X 50' LENGTH | 5DFPRO-50 | 810002265 | 1 |  |  |  | 2048.2855 | 2275.8728
5.5" STANDARD LENGTHS
662492268193 | 5.5 X 15' LENGTH | 55DFPRO-15 | 810002267 | 1 | 13 |  |  | 702.6648 | 780.7387
662492831342 | 5.5 X 20' LENGTH | 55DFPRO-20 | 810002268 | 1 | 17 |  |  | 875.2492 | 972.4991
662492799277 | 5.5 X 25' LENGTH | 55DFPRO-25 | 810002269 | 1 | 21 |  |  | 1060.161 | 1177.9567
662492313817 | 5.5 X 30' LENGTH | 55DFPRO-30 | 810002270 | 1 | 24 |  |  | 1294.3826 | 1438.2029
662492826317 | 5.5 X 35' LENGTH | 55DFPRO-35 | 810002271 | 1 | 28 |  |  | 1503.9493 | 1671.0548
662492764176 | 5.5 X 50' LENGTH | 55DFPRO-50 | 810002272 |  |  |  |  | 1651.8788 | 1835.4209
6" STANDARD LENGTHS
662492830468 | 6 X 15' LENGTH | 6DFPRO-15 | 810002274 | 1 | 14 |  |  | 764.3021 | 849.2246
662492330722 | 6 X 20' LENGTH | 6DFPRO-20 | 810002275 | 1 | 18 |  |  | 949.2139 | 1054.6821
662492804339 | 6 X 25' LENGTH | 6DFPRO-25 | 810006161 | 1 | 22 |  |  | 1171.1081 | 1301.2312
662492718421 | 6 X 30' LENGTH | 6DFPRO-30 | 810002277 | 1 | 26 |  |  | 1405.3297 | 1561.4774
662492134122 | 6 X 35' LENGTH | 6DFPRO-35 | 810002278 | 1 | 30 |  |  | 1627.2239 | 1808.0265
662492759073 | 6 X 50' LENGTH | 6FDFPRO-50 | 810006164 |  |  |  |  | 1775.1533 | 1972.3926
7" STANDARD LENGTHS
662492203897 | 7 X 15' LENGTH | 7DFPRO-15 | 810002281 | 1 | 16 |  |  | 850.5943 | 945.1048
662492120767 | 7 X 20' LENGTH | 7DFPRO-20 | 810002282 | 1 | 21 |  |  | 1084.8159 | 1205.351
662492448199 | 7 X 25' LENGTH | 7DFPRO-25 | 810002283 | 1 | 26 |  |  | 1346.1579 | 1495.731
662492291177 | 7 X 30' LENGTH | 7DFPRO-30 | 810002284 | 1 | 30 |  |  | 1607.4999 | 1786.111
662492650738 | 7 X 35' LENGTH | 7DFPRO-35 | 810002285 | 1 | 34 |  |  | 1861.4455 | 2068.2728
662492362150 | 7 X50' LENGTH | 7DFPRO-50 | 810002286 |  |  |  |  | 2009.3749 | 2232.6388
8" STANDARD LENGTHS
662492793381 | 8 X 15' LENGTH | 8DFPRO-15 | 810002287 | 1 | 18 |  |  | 899.9041 | 999.8934
662492330234 | 8 X 20' LENGTH | 8DFPRO-20 | 810002288 | 1 | 24 |  |  | 1171.1081 | 1301.2312
662492630532 | 8 X 25' LENGTH | 8DFPRO-25 | 810002289 | 1 | 29 |  |  | 1405.3297 | 1561.4774
662492489260 | 8 X 30' LENGTH | 8DFPRO-30 | 810002290 | 1 | 35 |  |  | 1701.1886 | 1890.2095
662492197912 | 8 X 35' LENGTH | 8DFPRO-35 | 810002291 | 1 | 40 |  |  | 1972.3926 | 2191.5473
662492667316 | 8 X 50' LENGTH | 8DFPRO-50 | 810002292 | 1 |  |  |  | 3187.8795 | 3542.0883
3" BASIC KITS
662492477571 | 3"DFPRO 15 Kit (includes DFSS Top Plate, Cap, Connector ) | 3DFPRO-15K | 810002151 | 1 | 10 |  |  | 621.3037 | 690.3374
662429825549 | 3"DFPRO 20 Kit (includes DFSS Top Plate, Cap, Connector ) | 3DFPRO-20K | 810002152 | 1 | 13 |  |  | 729.7852 | 810.8725
662492430248 | 3"DFPRO 25 Kit (includes DFSS Top Plate, Cap, Connector ) | 3DFPRO-25K | 810002153 | 1 | 13.2 |  |  | 840.7323 | 934.147
662492173527 | 3"DFPRO 30 Kit (includes DFSS Top Plate, Cap, Connector ) | 3DFPRO-30K | 810002154 | 1 | 17 |  |  | 991.1273 | 1101.2525
662492504222 | 3"DFPRO 35 Kit (includes DFSS Top Plate, Cap, Connector ) | 3DFPRO-35K | 810002155 | 1 | 19 |  |  | 1072.4885 | 1191.6538
4" BASIC KITS
662492722978 | 4"DFPRO 15 Kit (includes DFSS Top Plate, Cap, Connector ) | 4DFPRO-15K | 810002156 | 1 | 12 |  |  | 751.9747 | 835.5274
662492201756 | 4"DFPRO 20 Kit (includes DFSS Top Plate, Cap, Connector ) | 4DFPRO-20K | 810002157 | 1 | 14 |  |  | 808.6809 | 898.5344
662492116791 | 4"DFPRO 25 Kit (includes DFSS Top Plate, Cap, Connector ) | 4DFPRO-25K | 810002158 | 1 | 17 |  |  | 961.5414 | 1068.3793
662492637890 | 4"DFPRO 30 Kit (includes DFSS Top Plate, Cap, Connector ) | 4DFPRO-30K | 810002159 | 1 | 22 |  |  | 1104.5398 | 1227.2665
662492807293 | 4"DFPRO 35 Kit (includes DFSS Top Plate, Cap, Connector ) | 4DFPRO-35K | 810002160 | 1 | 22 |  |  | 1232.7453 | 1369.7171
5" BASIC KITS
662492152652 | 5"DFPRO 15 Kit (includes DFSS Top Plate, Cap, Connector ) | 5DFPRO-15K | 810002161 | 1 | 18 |  |  | 821.0084 | 912.2316
662492829851 | 5"DFPRO 20 Kit (includes DFSS Top Plate, Cap, Connector ) | 5DFPRO-20K | 810002162 | 1 | 19 |  |  | 996.0582 | 1106.7314
662492112397 | 5"DFPRO 25 Kit (includes DFSS Top Plate, Cap, Connector ) | 5DFPRO-25K | 810002163 | 1 | 21 |  |  | 1171.1081 | 1301.2312
662492773758 | 5"DFPRO 30 Kit (includes DFSS Top Plate, Cap, Connector ) | 5DFPRO-30K | 810002164 | 1 |  |  |  | 1373.2783 | 1525.8648
662492157992 | 5"DFPRO 35 Kit (includes DFSS Top Plate, Cap, Connector ) | 5DFPRO-35K | 810002165 | 1 |  |  |  | 1543.3972 | 1714.8858
5.5" BASIC KITS
662492457344 | 5.5"DFPRO 15 Kit (includes DFSS Top Plate, Cap, Connector ) | 55DFPRO-15K | 810002166 | 1 | 17.5 |  |  | 961.5414 | 1068.3793
662492815359 | 5.5"DFPRO 20 Kit (includes DFSS Top Plate, Cap, Connector ) | 55DFPRO-20K | 810002167 | 1 | 21 |  |  | 1074.9539 | 1194.3933
662492627822 | 5.5"DFPRO 25 Kit (includes DFSS Top Plate, Cap, Connector ) | 55DFPRO-25K | 810002168 | 1 | 25 |  |  | 1257.4003 | 1397.1114
662492349038 | 5.5"DFPRO 30 Kit (includes DFSS Top Plate, Cap, Connector ) | 55DFPRO-30K | 810002169 | 1 | 29 |  |  | 1484.2254 | 1649.1393
662492311950 | 5.5"DFPRO 35 Kit (includes DFSS Top Plate, Cap, Connector ) | 55DFPRO-35K | 810002170 | 1 | 32 |  |  | 1669.1372 | 1854.5969
6" FACTORY BUILT CHIMNEY RELINING KITS
662492108550 | 6DFPRO-25KFB Kit (includes term assembly,25' flex, appliance connector) | 6DFPRO-25KFB | 810007149 | 1 | 32 | 4.5582 |  | 2101.4678 | 2334.9643
662492442579 | 6DFPRO-35KFB Kit (includes term assembly,35' flex, appliance connector) | 6DFPRO-35KFB | 810007150 | 1 | 40 | 4.5582 |  | 2561.7067 | 2846.3407
6" BASIC KITS
662492757154 | 6"DFPRO 15 Kit (includes DFSS Top Plate, Cap, Connector ) | 6DFPRO-15K | 810002171 | 1 | 18.5 |  |  | 1037.9716 | 1153.3018
662492534731 | 6"DFPRO 20 Kit (includes DFSS Top Plate, Cap, Connector ) | 6DFPRO-20K | 810002172 | 1 | 22.5 |  |  | 1151.3842 | 1279.3157
662492785324 | 6"DFPRO 25 Kit (includes DFSS Top Plate, Cap, Connector ) | 6DFPRO-25K | 810002173 | 1 | 27 |  |  | 1365.8818 | 1517.6465
662492583784 | 6"DFPRO 30 Kit (includes DFSS Top Plate, Cap, Connector ) | 6DFPRO-30K | 810002174 | 1 | 31 |  |  | 1582.845 | 1758.7167
662492602331 | 6"DFPRO 35 Kit (includes DFSS Top Plate, Cap, Connector ) | 6DFPRO-35K | 810002175 | 1 | 35 |  |  | 1797.3427 | 1997.0475
7" BASIC KITS
662492414958 | 7"DFPRO 15 Kit (includes DFSS Top Plate, Cap, Connector ) | 7DFPRO-15K | 810002176 | 1 | 20.5 |  |  | 1156.3151 | 1284.7946
662492754160 | 7"DFPRO 20 Kit (includes DFSS Top Plate, Cap, Connector ) | 7DFPRO-20K | 810002177 | 1 | 10.9 |  |  | 1309.1756 | 1454.6395
662492789964 | 7"DFPRO 25 Kit (includes DFSS Top Plate, Cap, Connector ) | 7DFPRO-25K | 810002178 | 1 | 30 |  |  | 1577.914 | 1753.2378
662492816758 | 7"DFPRO 30 Kit (includes DFSS Top Plate, Cap, Connector ) | 7DFPRO-30K | 810002179 | 1 | 35 |  |  | 1817.0666 | 2018.9629
662492472842 | 7"DFPRO 35 Kit (includes DFSS Top Plate, Cap, Connector ) | 7DFPRO-35K | 810002180 | 1 | 39 |  |  | 2048.8228 | 2276.4697
8" BASICS KITS
662492367438 | 8"DFPRO 15 Kit (includes DFSS Top Plate, Cap, Connector ) | 8DFPRO-15K | 810002181 | 1 | 21 |  |  | 1284.5207 | 1427.2452
662492177761 | 8"DFPRO 20 Kit (includes DFSS Top Plate, Cap, Connector ) | 8DFPRO-20K | 810002182 | 1 | 26.25 |  |  | 1405.3297 | 1561.4774
662492426272 | 8"DFPRO 25 Kit (includes DFSS Top Plate, Cap, Connector ) | 8DFPRO-25K | 810002183 | 1 | 31.6 |  |  | 1627.2239 | 1808.0265
662492642771 | 8"DFPRO 30 Kit (includes DFSS Top Plate, Cap, Connector ) | 8DFPRO-30K | 810002184 | 1 | 37 |  |  | 1913.2208 | 2125.8009
662492714584 | 8"DFPRO 35 Kit (includes DFSS Top Plate, Cap, Connector ) | 8DFPRO-35K | 810002185 | 1 | 43 |  |  | 2152.3734 | 2391.526
3" TEE KITS
662492514290 | 3"DFPRO-15KT ( includes: DFSS Top Plate, Cap, Tee w/Cap ) | 3DFPRO-15KT | 810002186 | 1 | 14 |  |  | 722.3888 | 802.6542
662492897690 | 3"DFPRO-20KT ( includes: DFSS Top Plate, Cap, Tee w/Cap ) | 3DFPRO-20KT | 810002187 | 1 | 17 |  |  | 830.8704 | 923.1893
662492459263 | 3"DFPRO-25KT ( includes: DFSS Top Plate, Cap, Tee w/Cap ) | 3DFPRO-25KT | 810002188 | 1 |  |  |  | 941.8174 | 1046.4638
662492624890 | 3"DFPRO-30KT ( includes: DFSS Top Plate, Cap, Tee w/Cap ) | 3DFPRO-30KT | 810002189 | 1 | 21 |  |  | 1092.2124 | 1213.5693
662492644546 | 3"DFPRO-35KT ( includes: DFSS Top Plate, Cap, Tee w/Cap ) | 3DFPRO-35KT | 810002190 | 1 | 23 |  |  | 1173.5736 | 1303.9706
4" TEE KITS
662492651964 | 4"DFPRO-15KT ( includes: DFSS Top Plate, Cap, Tee w/Cap ) | 4DFPRO-15KT | 810002191 | 1 | 13 |  |  | 845.6633 | 939.6259
662492280065 | 4"DFPRO-20KT ( includes: DFSS Top Plate, Cap, Tee w/Cap ) | 4DFPRO-20KT | 810002192 | 1 | 16 |  |  | 909.7661 | 1010.8512
662492824962 | 4"DFPRO-25KT ( includes: DFSS Top Plate, Cap, Tee w/Cap ) | 4DFPRO-25KT | 810002193 | 1 | 19 |  |  | 1065.092 | 1183.4355
662492191194 | 4"DFPRO-30KT ( includes: DFSS Top Plate, Cap, Tee w/Cap ) | 4DFPRO-30KT | 810002194 | 1 | 21 |  |  | 1205.625 | 1339.5833
662492672167 | 4"DFPRO-35KT ( includes: DFSS Top Plate, Cap, Tee w/Cap ) | 4DFPRO-35KT | 810002195 | 1 | 24 |  |  | 1336.296 | 1484.7733
5" TEE KITS
662492790397 | 5"DFPRO-15KT ( includes: DFSS Top Plate, Cap, Tee w/Cap ) | 5DFPRO-15KT | 810002196 | 1 | 18 |  |  | 956.6104 | 1062.9004
662492381236 | 5"DFPRO-20KT ( includes: DFSS Top Plate, Cap, Tee w/Cap ) | 5DFPRO-20KT | 810002197 | 1 | 23 |  |  | 1134.1257 | 1260.1397
662492830949 | 5"DFPRO-25KT ( includes: DFSS Top Plate, Cap, Tee w/Cap ) | 5DFPRO-25KT | 810002198 | 1 |  |  |  | 1309.1756 | 1454.6395
662492465462 | 5"DFPRO-30KT ( includes: DFSS Top Plate, Cap, Tee w/Cap ) | 5DFPRO-30KT | 810002199 | 1 |  |  |  | 1511.3458 | 1679.2731
662492717233 | 5"DFPRO-35KT ( includes: DFSS Top Plate, Cap, Tee w/Cap ) | 5DFPRO-35KT | 810002200 | 1 |  |  |  | 1681.4647 | 1868.2941
5.5" TEE KITS
662492323885 | 5.5"DFPRO-15KT ( includes: DFSS Top Plate, Cap, Tee w/Cap ) | 55DFPRO-15KT | 810002201 | 1 | 18.5 |  |  | 1045.3681 | 1161.5201
662492462195 | 5.5"DFPRO-20KT ( includes: DFSS Top Plate, Cap, Tee w/Cap ) | 55DFPRO-20KT | 810002202 | 1 | 26.5 |  |  | 1235.2108 | 1372.4565
662492589366 | 5.5"DFPRO-25KT ( includes: DFSS Top Plate, Cap, Tee w/Cap ) | 55DFPRO-25KT | 810002203 | 1 | 30 |  |  | 1417.6572 | 1575.1746
662492450789 | 5.5"DFPRO-30KT ( includes: DFSS Top Plate, Cap, Tee w/Cap ) | 55DFPRO-30KT | 810002204 | 1 | 34 |  |  | 1642.0168 | 1824.4631
662492165775 | 5.5"DFPRO-35KT ( includes: DFSS Top Plate, Cap, Tee w/Cap ) | 55DFPRO-35KT | 810002205 | 1 | 37.5 |  |  | 1829.3941 | 2032.6601
6" TEE KITS
662492136997 | 6"DFPRO-15KT ( includes: DFSS Top Plate, Cap, Tee w/Cap ) | 6DFPRO-15KT | 810002206 | 1 | 23.5 |  |  | 1116.8673 | 1240.9637
662499455364 | 6"DFPRO-20KT ( includes: DFSS Top Plate, Cap, Tee w/Cap ) | 6DFPRO-20KT | 810002207 | 1 | 27.5 |  |  | 1319.0375 | 1465.5972
662492265055 | 6"DFPRO-25KT ( includes: DFSS Top Plate, Cap, Tee w/Cap ) | 6DFPRO-25KT | 810002208 | 1 | 32 |  |  | 1533.5352 | 1703.928
662492795217 | 6"DFPRO-30KT ( includes: DFSS Top Plate, Cap, Tee w/Cap ) | 6DFPRO-30KT | 810002209 | 1 | 36 |  |  | 1750.4984 | 1944.9982
662492850381 | 6"DFPRO-35KT ( includes: DFSS Top Plate, Cap, Tee w/Cap ) | 6DFPRO-35KT | 810002210 | 1 | 40 |  |  | 1967.4616 | 2186.0684
7" TEE KITS
662492239964 | 7"DFPRO-15KT ( includes: DFSS Top Plate, Cap, Tee w/Cap ) | 7DFPRO-15KT | 810002211 | 1 | 28 |  |  | 1215.4869 | 1350.541
662492649978 | 7"DFPRO-20KT ( includes: DFSS Top Plate, Cap, Tee w/Cap ) | 7DFPRO-20KT | 810002212 | 1 | 33 |  |  | 1474.3634 | 1638.1816
662492350980 | 7"DFPRO-25KT ( includes: DFSS Top Plate, Cap, Tee w/Cap ) | 7DFPRO-25KT | 810002213 | 1 | 37.5 |  |  | 1740.6364 | 1934.0405
662492438022 | 7"DFPRO-30KT ( includes: DFSS Top Plate, Cap, Tee w/Cap ) | 7DFPRO-30KT | 810002214 | 1 | 42 |  |  | 1979.789 | 2199.7656
662492360453 | 7"DFPRO-35KT ( includes: DFSS Top Plate, Cap, Tee w/Cap ) | 7DFPRO-35KT | 810002215 | 1 | 46 |  |  | 2211.5452 | 2457.2724
8" TEE KITS
662492158234 | 8"DFPRO-15KT ( includes: DFSS Top Plate, Cap, Tee w/Cap ) | 8DFPRO-15KT | 810002216 | 1 | 26 |  |  | 1341.2269 | 1490.2522
662492306093 | 8"DFPRO-20KT ( includes: DFSS Top Plate, Cap, Tee w/Cap ) | 8DFPRO-20KT | 810002217 | 1 | 32 |  |  | 1590.2415 | 1766.935
662492160763 | 8"DFPRO-25KT ( includes: DFSS Top Plate, Cap, Tee w/Cap ) | 8DFPRO-25KT | 810002218 | 1 | 37 |  |  | 1861.4455 | 2068.2728
662492348949 | 8"DFPRO-30KT ( includes: DFSS Top Plate, Cap, Tee w/Cap ) | 8DFPRO-30KT | 810002219 | 1 | 42 |  |  | 2098.1326 | 2331.2584
662492289587 | 8"DFPRO-35KT ( includes: DFSS Top Plate, Cap, Tee w/Cap ) | 8DFPRO-35KT | 810002220 | 1 | 48 |  |  | 2337.2852 | 2596.9835
DURAFLEX PRO TOP PLATE/CAP KIT
662492832325 | 3"DFPRO-20VCK(Includes: Top Plate with Welded Storm Collar, Cap DFSS Connector and DFPRO Length | 3DFPRO-20VCK | 810002221 | 1 |  |  |  | 774.7556 | 860.8396
662492599921 | 3"DFPRO-25VCK(Includes: Top Plate with Welded Storm Collar, Cap DFSS Connector and DFPRO Length | 3DFPRO-25VCK | 81006967 | 1 |  |  |  | 840.7391 | 934.1546
662492677254 | 3"DFPRO-35VCK(Includes: Top Plate with Welded Storm Collar, Cap DFSS Connector and DFPRO Length | 3DFPRO-35VCK | 810006968 | 1 |  |  |  | 1072.4867 | 1191.6519
662492840771 | 4"DFPRO-20VCK(Includes: Top Plate with Welded Storm Collar, Cap DFSS Connector and DFPRO Length | 4DFPRO-20VCK | 810002222 | 1 |  |  |  | 884.7093 | 983.0103
662492658031 | 4"DFPRO-25VCK(Includes: Top Plate with Welded Storm Collar, Cap DFSS Connector and DFPRO Length | 4DFPRO-25VCK | 810002223 | 1 |  |  |  | 1009.79 | 1121.9889
662492620342 | 4"DFPRO-30VCK(Includes: Top Plate with Welded Storm Collar, Cap DFSS Connector and DFPRO Length | 4DFPRO-30VCK | 810002224 | 1 |  |  |  | 1135.0966 | 1261.2184
662492557174 | 4"DFPRO-35VCK(Includes: Top Plate with Welded Storm Collar, Cap DFSS Connector and DFPRO Length | 4DFPRO-35VCK | 810002225 | 1 |  |  |  | 1260.0644 | 1400.0716
662492366158 | 5.5"DFPRO-20VCK(Includes: Top Plate with Welded Storm Collar, Cap DFSS Connector and DFPRO Length | 55DFPRO-20VCK | 810002226 | 1 |  |  |  | 1157.7872 | 1286.4302
662492783863 | 5.5"DFPRO-25VCK(Includes: Top Plate with Welded Storm Collar, Cap DFSS Connector and DFPRO Length | 55DFPRO-25VCK | 810002227 | 1 |  |  |  | 1321.7017 | 1468.5574
662492238042 | 5.5"DFPRO-30VCK(Includes: Top Plate with Welded Storm Collar, Cap DFSS Connector and DFPRO Length | 55DFPRO-30VCK | 810002228 | 1 |  |  |  | 1485.842 | 1650.9355
662492284971 | 5.5"DFPRO-35VCK(Includes: Top Plate with Welded Storm Collar, Cap DFSS Connector and DFPRO Length | 55DFPRO-35VCK | 810002229 | 1 |  |  |  | 1649.6436 | 1832.9373
662492421765 | 6"DFPRO-25VCK(Includes: Top Plate with Welded Storm Collar, Cap DFSS Connector and DFPRO Length | 6DFPRO-25VCK | 810002230 | 1 |  |  |  | 1377.5816 | 1530.6463
662492650158 | 6"DFPRO-30VCK(Includes: Top Plate with Welded Storm Collar, Cap DFSS Connector and DFPRO Length | 6DFPRO-30VCK | 810002231 | 1 |  |  |  | 1554.3654 | 1727.0727
662492673874 | 6"DFPRO-35VCK(Includes: Top Plate with Welded Storm Collar, Cap DFSS Connector and DFPRO Length | 6DFPRO-35VCK | 810002232 | 1 |  |  |  | 1750.679 | 1945.1989
662492720417 | 6"DFPRO-25OVALVCK(Includes: Top Plate with Welded Storm Collar, Cap DFSS Connector and DFPRO Length.First 4FT ovalized | 6DFPRO-25OVALVCK | 810002233 | 1 |  |  |  | 1814.6869 | 2016.3188
662492833452 | 6"DFPRO-35OVALVCK(Includes: Top Plate with Welded Storm Collar, Cap DFSS Connector and DFPRO Length. First 4 FT ovalized | 6DFPRO-35OVALVCK | 810002234 | 1 |  |  |  | 2222.2154 | 2469.1282

## DuraFlex SW
DURAFLEX SW
UPC-A Listing | Description | Order # | Stock # | Pcs/ Ctn | Lbs/ Ctn | Cube | Pcs/ Plt | M.A.P. | 05/12/2025 MSRP (ea.)
0.9
3" STANDARD LENGTHS
662492113523 | 3 X 15' LENGTH | 3DFSW-15 | 810002374 | 1 | 9.1 |  |  | 542.408 | 602.6755
662492318485 | 3 X 20' LENGTH | 3DFSW-20 | 810002375 | 1 | 13 |  |  | 678.0099 | 753.3444
662492731390 | 3 X 25' LENGTH | 3DFSW-25 | 810002376 | 1 | 16 |  |  | 821.0084 | 912.2316
662492845448 | 3 X 30' LENGTH | 3DFSW-30 | 810002377 | 1 | 19 |  |  | 973.8688 | 1082.0765
662492769768 | 3 X 35' LENGTH | 3DFSW-35 | 810002378 | 1 | 21 |  |  | 1121.7983 | 1246.4425
662492904657 | 3 X 50' LENGTH | 3DFSW-50 | 810002379 |  |  |  |  | 1269.7277 | 1410.8086
4" STANDARD LENGTHS
662492797259 | 4 X 15' LENGTH | 4DFSW-15 | 810002381 | 1 | 13 |  |  | 665.6825 | 739.6472
662492660416 | 4 X 20' LENGTH | 4DFSW-20 | 810002382 | 1 | 17 |  |  | 838.2668 | 931.4076
662492166475 | 4 X 25' LENGTH | 4DFSW-25 | 810002383 | 1 | 20 |  |  | 1018.2477 | 1131.3863
662492793961 | 4 X 30' LENGTH | 4DFSW-30 | 810002384 | 1 | 24 |  |  | 1195.763 | 1328.6255
662492535165 | 4 X 35' LENGTH | 4DFSW-35 | 810002385 | 1 | 27 |  |  | 1427.5191 | 1586.1323
662492907474 | 4 X 50' LENGTH | 4DFSW-50 | 810002386 |  |  |  |  | 1575.4486 | 1750.4984
5" STANDARD LENGTHS
662492288184 | 5 X 15' LENGTH | 5DFSW-15 | 810002388 | 1 |  |  |  | 813.6119 | 904.0133
662492430156 | 5 X 20' LENGTH | 5DFSW-20 | 810002389 | 1 |  |  |  | 1035.5061 | 1150.5623
662492523933 | 5 X 25' LENGTH | 5DFSW-25 | 810002390 | 1 |  |  |  | 1269.7277 | 1410.8086
662492310274 | 5 X 30' LENGTH | 5DFSW-30 | 810002391 | 1 |  |  |  | 1540.9317 | 1712.1463
662492895030 | 5 X 35' LENGTH | 5DFSW-35 | 810002392 | 1 |  |  |  | 1775.1533 | 1972.3926
662492907481 | 5 x 50' LENGTH | 5DFSW-50 | 810002393 |  |  |  |  | 1923.0827 | 2136.7586
5.5" STANDARD LENGTHS
662492548011 | 5.5 X 15' LENGTH | 55DFSW-15 | 810002395 | 1 | 17 |  |  | 850.5943 | 945.1048
662492453773 | 5.5 X 20' LENGTH | 55DFSW-20 | 810002396 | 1 | 21 |  |  | 1084.8159 | 1205.351
662492750711 | 5.5 X 25' LENGTH | 55DFSW-25 | 810002397 | 1 | 26.5 |  |  | 1331.365 | 1479.2944
662492675731 | 5.5 X 30' LENGTH | 55DFSW-30 | 810002398 | 1 | 31.5 |  |  | 1602.569 | 1780.6322
662792733719 | 5.5 X 35' LENGTH | 55DFSW-35 | 810002399 | 1 | 36.5 |  |  | 1849.118 | 2054.5756
662492907498 | 5.5 X 50' LENGTH | 55DFSW-50 | 810002400 |  |  |  |  | 1997.0475 | 2218.9416
6" STANDARD LENGTHS
662492899618 | 6 X 15' LENGTH | 6DFSW-15 | 810002402 | 1 | 18.5 |  |  | 961.5414 | 1068.3793
662492283721 | 6 X 20' LENGTH | 6DFSW-20 | 810002403 | 1 | 23.4 |  |  | 1232.7453 | 1369.7171
662492222171 | 6 X 25' LENGTH | 6DFSW-25 | 810002404 | 1 | 29 |  |  | 1479.2944 | 1643.6605
662492463086 | 6 X 30' LENGTH | 6DFSW-30 | 810002405 | 1 | 34.5 |  |  | 1750.4984 | 1944.9982
662492582923 | 6 X 35' LENGTH | 6DFSW-35 | 810002406 | 1 | 40 |  |  | 2021.7024 | 2246.336
662492463055 | 6 X 50' LENGTH | 6DFSW-50 | 810002407 |  |  |  |  | 2169.6318 | 2410.702
7" STANDARD LENGTHS
662492310793 | 7 X 15' LENGTH | 7DFSW-15 | 810002409 | 1 | 21 |  |  | 1158.7806 | 1287.534
662492256579 | 7 X 20' LENGTH | 7DFSW-20 | 810002410 | 1 | 27 |  |  | 1454.6395 | 1616.2661
662492567364 | 7 X 25' LENGTH | 7DFSW-25 | 810002411 | 1 | 34 |  |  | 1762.8258 | 1958.6954
662492450635 | 7 X 30' LENGTH | 7DFSW-30 | 810002412 | 1 | 40 |  |  | 2034.0298 | 2260.0331
662492665114 | 7 X 35' LENGTH | 7DFSW-35 | 810002413 | 1 | 46 |  |  | 2329.8887 | 2588.7652
662492493786 | 7 X 50' LENGTH | 7DFSW-50 | 810002414 |  |  |  |  | 2477.8182 | 2753.1313
8" STANDARD LENGTHS
662492473559 | 8 X 15' LENGTH | 8DFSW-15 | 810002415 | 1 | 24 |  |  | 1282.0552 | 1424.5057
662492612460 | 8 X 20' LENGTH | 8DFSW-20 | 810002416 | 1 | 31 |  |  | 1627.2239 | 1808.0265
662492814628 | 8 X 25' LENGTH | 8DFSW-25 | 810002417 | 1 | 38 |  |  | 1960.0651 | 2177.8501
662492164679 | 8 X 30' LENGTH | 8DFSW-30 | 810002418 | 1 | 45 |  |  | 2280.5789 | 2533.9765
662492879870 | 8 X 35' LENGTH | 8DFSW-35 | 810002419 | 1 | 52.5 |  |  | 2625.7476 | 2917.4973
662492256688 | 8 X 50' LENGTH | 8DFSW-50 | 810002420 | 1 | 75 |  |  | 3698.236 | 4109.1512
3" BASIC KITS
662492265116 | 3"DFSW 15 Kit (includes DFSS Top Plate, Cap, Connector ) | 3DFSW-15K | 810002293 | 1 | 12.1 |  |  | 682.9409 | 758.8232
662492524886 | 3"DFSW 20 Kit (includes DFSS Top Plate, Cap, Connector ) | 3DFSW-20K | 810002294 | 1 | 16 |  |  | 840.7323 | 934.147
662492643358 | 3"DFSW 25 Kit (includes DFSS Top Plate, Cap, Connector ) | 3DFSW-25K | 810002295 | 1 | 19 |  |  | 983.7308 | 1093.0342
662492782545 | 3"DFSW 30 Kit (includes DFSS Top Plate, Cap, Connector ) | 3DFSW-30K | 810002296 | 1 | 22 |  |  | 1114.4018 | 1238.2242
662492498699 | 3"DFSW 35 Kit (includes DFSS Top Plate, Cap, Connector ) | 3DFSW-35K | 810002297 | 1 | 25.04 |  |  | 1245.0728 | 1383.4142
4" BASIC KITS
662492778241 | 4"DFSW 15 Kit (includes DFSS Top Plate, Cap, Connector ) | 4DFSW-15K | 810002298 | 1 | 14 |  |  | 875.2492 | 972.4991
662492530689 | 4"DFSW 20 Kit (includes DFSS Top Plate, Cap, Connector ) | 4DFSW-20K | 810002299 | 1 | 18 |  |  | 1018.2477 | 1131.3863
662492496077 | 4"DFSW 25 Kit (includes DFSS Top Plate, Cap, Connector ) | 4DFSW-25K | 810002300 | 1 | 21 |  |  | 1178.5046 | 1309.4495
662492407059 | 4"DFSW 30 Kit (includes DFSS Top Plate, Cap, Connector ) | 4DFSW-30K | 810002301 | 1 | 25 |  |  | 1351.0889 | 1501.2099
662492248997 | 4"DFSW 35 Kit (includes DFSS Top Plate, Cap, Connector ) | 4DFSW-35K | 810002302 | 1 | 29 |  |  | 1563.1211 | 1736.8012
5" BASIC KITS
662492369784 | 5"DFSW 15 Kit (includes DFSS Top Plate, Cap, Connector ) | 5DFSW-15K | 810002303 | 1 |  |  |  | 981.2653 | 1090.2948
662492823866 | 5"DFSW 20 Kit (includes DFSS Top Plate, Cap, Connector ) | 5DFSW-20K | 810002304 | 1 |  |  |  | 1227.8144 | 1364.2382
662492694862 | 5"DFSW 25 Kit (includes DFSS Top Plate, Cap, Connector ) | 5DFSW-25K | 810002305 | 1 |  |  |  | 1466.967 | 1629.9633
662492334386 | 5"DFSW 30 Kit (includes DFSS Top Plate, Cap, Connector ) | 5DFSW-30K | 810002306 | 1 |  |  |  | 1725.8435 | 1917.6039
662492186770 | 5"DFSW 35 Kit (includes DFSS Top Plate, Cap, Connector ) | 5DFSW-35K | 810002307 | 1 |  |  |  | 1937.8757 | 2153.1952
5.5" BASIC KITS
662492232330 | 5.5"DFSW 15 Kit (includes DFSS Top Plate, Cap, Connector ) | 55DFSW-15K | 810002308 | 1 | 26.5 |  |  | 1109.4708 | 1232.7453
662492433874 | 5.5"DFSW 20 Kit (includes DFSS Top Plate, Cap, Connector ) | 55DFSW-20K | 810002309 | 1 | 26.5 |  |  | 1284.5207 | 1427.2452
662492184325 | 5.5"DFSW 25 Kit (includes DFSS Top Plate, Cap, Connector ) | 55DFSW-25K | 810002310 | 1 | 31 |  |  | 1528.6042 | 1698.4491
662492290286 | 5.5"DFSW 30 Kit (includes DFSS Top Plate, Cap, Connector ) | 55DFSW-30K | 810002311 | 1 | 36 |  |  | 1792.4117 | 1991.5686
662492395332 | 5.5"DFSW 35 Kit (includes DFSS Top Plate, Cap, Connector ) | 55DFSW-35K | 810002312 | 1 | 41 |  |  | 2014.3059 | 2238.1177
6" BASIC KITS
662492674949 | 6"DFSW 15 Kit (includes DFSS Top Plate, Cap, Connector ) | 6DFSW-15K | 810002313 | 1 | 22.5 |  |  | 1235.2108 | 1372.4565
662492196533 | 6"DFSW 20 Kit (includes DFSS Top Plate, Cap, Connector ) | 6DFSW-20K | 810002314 | 1 | 27.6 |  |  | 1434.9156 | 1594.3507
662492386231 | 6"DFSW 25 Kit (includes DFSS Top Plate, Cap, Connector ) | 6DFSW-25K | 810002315 | 1 | 33 |  |  | 1674.0682 | 1860.0758
662492531990 | 6"DFSW 35 Kit (includes DFSS Top Plate, Cap, Connector ) | 6DFSW-35K | 810002317 | 1 | 44 |  |  | 2191.8212 | 2435.3569
7" BASIC KITS
662492563540 | 7"DFSW 15 Kit (includes DFSS Top Plate, Cap, Connector ) | 7DFSW-15K | 810002318 | 1 | 26 |  |  | 1464.5015 | 1627.2239
662492504031 | 7"DFSW 20 Kit (includes DFSS Top Plate, Cap, Connector ) | 7DFSW-20K | 810002319 | 1 | 32 |  |  | 1678.9992 | 1865.5546
662492428689 | 7"DFSW 25 Kit (includes DFSS Top Plate, Cap, Connector ) | 7DFSW-25K | 810002320 | 1 | 38 |  |  | 1994.582 | 2216.2022
662492784983 | 7"DFSW 30 Kit (includes DFSS Top Plate, Cap, Connector ) | 7DFSW-30K | 810002321 | 1 | 45 |  |  | 2243.5965 | 2492.885
662492837511 | 7"DFSW 35 Kit (includes DFSS Top Plate, Cap, Connector ) | 7DFSW-35K | 810002322 | 1 | 51 |  |  | 2517.266 | 2796.9622
8" BASICS KITS
662492769423 | 8"DFSW 15 Kit (includes DFSS Top Plate, Cap, Connector ) | 8DFSW-15K | 810002323 | 1 | 27 |  |  | 1666.6717 | 1851.8575
662492241646 | 8"DFSW 20 Kit (includes DFSS Top Plate, Cap, Connector ) | 8DFSW-20K | 810002324 | 1 | 34 |  |  | 1861.4455 | 2068.2728
662492476239 | 8"DFSW 25 Kit (includes DFSS Top Plate, Cap, Connector ) | 8DFSW-25K | 810002325 | 1 | 41 |  |  | 2181.9593 | 2424.3992
662492886526 | 8"DFSW 30 Kit (includes DFSS Top Plate, Cap, Connector ) | 8DFSW-30K | 810002326 | 1 | 48 |  |  | 2492.6111 | 2769.5679
662492140352 | 8"DFSW 35 Kit (includes DFSS Top Plate, Cap, Connector ) | 8DFSW-35K | 810002327 | 1 | 55 |  |  | 2805.7284 | 3117.476
3" TEE KITS
662492652145 | 3"DFSW-15KT ( includes: DFSS Top Plate, Cap, Tee w/Cap ) | 3DFSW-15KT | 810002328 | 1 | 16 |  |  | 784.026 | 871.14
662492426180 | 3"DFSW-20KT ( includes: DFSS Top Plate, Cap, Tee w/Cap ) | 3DFSW-20KT | 810002329 | 1 | 19 |  |  | 941.8174 | 1046.4638
662492458419 | 3"DFSW-25KT ( includes: DFSS Top Plate, Cap, Tee w/Cap ) | 3DFSW-25KT | 810002330 | 1 | 22 |  |  | 1084.8159 | 1205.351
662492868881 | 3"DFSW-30KT ( includes: DFSS Top Plate, Cap, Tee w/Cap ) | 3DFSW-30KT | 810002331 | 1 | 25 |  |  | 1215.4869 | 1350.541
662492110171 | 3"DFSW-35KT ( includes: DFSS Top Plate, Cap, Tee w/Cap ) | 3DFSW-35KT | 810002332 | 1 | 28 |  |  | 1346.1579 | 1495.731
4" TEE KITS
662492316290 | 4"DFSW-15KT ( includes: DFSS Top Plate, Cap, Tee w/Cap ) | 4DFSW-15KT | 810002333 | 1 | 16 |  |  | 976.3343 | 1084.8159
662492332863 | 4"DFSW-20KT ( includes: DFSS Top Plate, Cap, Tee w/Cap ) | 4DFSW-20KT | 810002334 | 1 | 20 |  |  | 1119.3328 | 1243.7031
662492107270 | 4"DFSW-25KT ( includes: DFSS Top Plate, Cap, Tee w/Cap ) | 4DFSW-25KT | 810002335 | 1 | 23 |  |  | 1279.5897 | 1421.7663
662492438916 | 4"DFSW-30KT ( includes: DFSS Top Plate, Cap, Tee w/Cap ) | 4DFSW-30KT | 810002336 | 1 |  |  |  | 1452.174 | 1613.5267
662492626870 | 4"DFSW-35KT ( includes: DFSS Top Plate, Cap, Tee w/Cap ) | 4DFSW-35KT | 810002337 | 1 | 30 |  |  | 1664.2062 | 1849.118
5" TEE KITS
662492321263 | 5"DFSW-15KT ( includes: DFSS Top Plate, Cap, Tee w/Cap ) | 5DFSW-15KT | 810002338 | 1 |  |  |  | 1119.3328 | 1243.7031
662492245453 | 5"DFSW-20KT ( includes: DFSS Top Plate, Cap, Tee w/Cap ) | 5DFSW-20KT | 810002339 | 1 |  |  |  | 1365.8818 | 1517.6465
662492443156 | 5"DFSW-25KT ( includes: DFSS Top Plate, Cap, Tee w/Cap ) | 5DFSW-25KT | 810002340 | 1 |  |  |  | 1605.0344 | 1783.3716
662492405284 | 5"DFSW-30KT ( includes: DFSS Top Plate, Cap, Tee w/Cap ) | 5DFSW-30KT | 810002341 | 1 |  |  |  | 1863.911 | 2071.0122
662492899120 | 5"DFSW-35KT ( includes: DFSS Top Plate, Cap, Tee w/Cap ) | 5DFSW-35KT | 810002342 | 1 |  |  |  | 2075.9432 | 2306.6035
5.5" TEE KITS
662492140710 | 5.5"DFSW-15KT ( includes: DFSS Top Plate, Cap, Tee w/Cap ) | 55DFSW-15KT | 810002343 | 1 | 26.5 |  |  | 1267.2622 | 1408.0691
662492149171 | 5.5"DFSW-20KT ( includes: DFSS Top Plate, Cap, Tee w/Cap ) | 55DFSW-20KT | 810002344 | 1 | 26.5 |  |  | 1442.3121 | 1602.569
662492453070 | 5.5"DFSW-25KT ( includes: DFSS Top Plate, Cap, Tee w/Cap ) | 55DFSW-25KT | 810002345 | 1 | 36 |  |  | 1686.3956 | 1873.7729
662492155394 | 5.5"DFSW-30KT ( includes: DFSS Top Plate, Cap, Tee w/Cap ) | 55DFSW-30KT | 810002346 | 1 | 41 |  |  | 1950.2031 | 2166.8924
662492454145 | 5.5"DFSW-35KT ( includes: DFSS Top Plate, Cap, Tee w/Cap ) | 55DFSW-35KT | 810002347 | 1 | 46 |  |  | 2172.0973 | 2413.4414
6" TEE KITS
662492674840 | 6"DFSW-15KT ( includes: DFSS Top Plate, Cap, Tee w/Cap ) | 6DFSW-15KT | 810002348 | 1 | 27.5 |  |  | 1402.8642 | 1558.738
662492879290 | 6"DFSW-20KT ( includes: DFSS Top Plate, Cap, Tee w/Cap ) | 6DFSW-20KT | 810002349 | 1 | 33 |  |  | 1602.569 | 1780.6322
662492559529 | 6"DFSW-25KT ( includes: DFSS Top Plate, Cap, Tee w/Cap ) | 6DFSW-25KT | 810002350 | 1 | 38 |  |  | 1841.7216 | 2046.3573
662492766460 | 6"DFSW-30KT ( includes: DFSS Top Plate, Cap, Tee w/Cap ) | 6DFSW-30KT | 810002351 | 1 | 44 |  |  | 2095.6671 | 2328.519
662492411537 | 6"DFSW-35KT ( includes: DFSS Top Plate, Cap, Tee w/Cap ) | 6DFSW-35KT | 810002352 | 1 | 49 |  |  | 2359.4746 | 2621.6384
7" TEE KITS
662492474778 | 7"DFSW-15KT ( includes: DFSS Top Plate, Cap, Tee w/Cap ) | 7DFSW-15KT | 810002353 | 1 | 33 |  |  | 1582.845 | 1758.7167
662492524367 | 7"DFSW-20KT ( includes: DFSS Top Plate, Cap, Tee w/Cap ) | 7DFSW-20KT | 810002354 | 1 | 39 |  |  | 1846.6525 | 2051.8361
662492443460 | 7"DFSW-25KT ( includes: DFSS Top Plate, Cap, Tee w/Cap ) | 7DFSW-25KT | 810002355 | 1 | 45.5 |  |  | 2162.2353 | 2402.4837
662492419892 | 7"DFSW-30KT ( includes: DFSS Top Plate, Cap, Tee w/Cap ) | 7DFSW-30KT | 810002356 | 1 | 52 |  |  | 2411.2499 | 2679.1666
662492154083 | 7"DFSW-35KT ( includes: DFSS Top Plate, Cap, Tee w/Cap ) | 7DFSW-35KT | 810002357 | 1 | 58 |  |  | 2684.9194 | 2983.2437
8" TEE KITS
662492398173 | 8"DFSW-15KT ( includes: DFSS Top Plate, Cap, Tee w/Cap ) | 8DFSW-15KT | 810002358 | 1 | 32 |  |  | 1834.3251 | 2038.139
662492202487 | 8"DFSW-20KT ( includes: DFSS Top Plate, Cap, Tee w/Cap ) | 8DFSW-20KT | 810002359 | 1 | 39 |  |  | 2029.0988 | 2254.5543
662492531167 | 8"DFSW-25KT ( includes: DFSS Top Plate, Cap, Tee w/Cap ) | 8DFSW-25KT | 810002360 | 1 | 46 |  |  | 2349.6126 | 2610.6807
662492743393 | 8"DFSW-30KT ( includes: DFSS Top Plate, Cap, Tee w/Cap ) | 8DFSW-30KT | 810002361 | 1 | 53 |  |  | 2660.2645 | 2955.8494
662492521120 | 8"DFSW-35KT ( includes: DFSS Top Plate, Cap, Tee w/Cap ) | 8DFSW-35KT | 810002362 | 1 | 60 |  |  | 2973.3818 | 3303.7575

## DuraFlex Accessories
DURAFLEX ACCESSORIES
UPC-A Listing | Description | Order # | Stock # | Pcs/ Ctn | Lbs/ Ctn | Cube | Plt Qty | M.A.P. | 05/12/2025 MSRP (ea.)
0.9
662492950203 | 3" Diameter Vert Cap Removable Cap | 3DFS-VCRC | 810017306 | 6 | 4 | 1.25 | 240 | 71.4653 | 79.4059
662492951286 | 3" Diameter Top Plate & SC | 3DFS-TPSC | 810017704 | 1 | 3.4 | 0.717 | 72 | 142.9305 | 158.8117
662492184813 | 3" DuraFlex Tee | 3DFS-T | 810002423 | 1 | 2.4 | 0.4773 | --- | 146.3032 | 162.5591
662492501016 | 3" Duraflex Connector | 3DFS-FC | 810002424 | 1 | 2 | 0.1318 | --- | 42.1339 | 46.8154
662492729267 | 3" DuraFlex Mortar Sleeve | 3DFS-MS | 810002425 | 6 | 3.4 | 0.6 | --- | 17.8748 | 19.8609
662492581704 | 3" DuraFlex Puller | 3DFS-FP | 810002426 | 6 | 2.8 | 0.4 | 720 | 53.6244 | 59.5827
662492377819 | 3" Vertical Cap Kit | 3DFS-VCK | 810002427 |  |  |  |  | 282.5605 | 313.9561
662492441077 | 3" DuraFlex Insert Adapter | 3DFS-ADC | 810008046 | 1 |  | 0.1121 |  | 107.493 | 119.4367
662492572214 | 3-8 Spark Arrestor | DFS-SA | 810002428 | 1 | --- | 0.1317 | --- | 30.8186 | 34.2429
662492950210 | 4" Diameter Vert Cap Removable Cap | 4DFS-VCRC | 810017307 | 6 | 4.02 | 1.25 | 180 | 77.9621 | 86.6246
662492951293 | 4" Diameter Top Plate & SC | 4DFS-TPSC | 810017705 | 1 | 3.4 | 0.717 | 72 | 155.9242 | 173.2491
662492241974 | 4" DuraFlex Tee | 4DFS-T | 810002431 | 1 | 3.5 | 0.7311 | 80 | 163.8539 | 182.0599
662492504987 | 4" Duraflex Connector | 4DFS-FC | 810002432 | 1 | 1 | 0.1318 | 210 | 43.897 | 48.7745
662492488300 | 4" DuraFlex Mortar Sleeve | 4DFS-MS | 810002433 | 6 | 4.1 | 0.9 | --- | 20.3403 | 22.6003
662492791806 | 4" DuraFlex Puller | 4DFS-FP | 810002434 | 6 | 3.8 | 0.06 | --- | 70.2231 | 78.0257
662492299845 | 4" DuraFlex Insert Adapter | 4DFS-ADC | 810008047 | 1 |  | 0.1121 |  | 107.493 | 119.4367
662492808450 | 4"Vertical Cap Kit | 4DFS-VCK | 810002435 |  |  |  |  | 292.304 | 324.7822
662492950227 | 5" Diameter Vert Cap Removable Cap | 5DFS-VCRC | 810017308 | 6 | 6.36 | 2.44 | 96 | 84.459 | 93.8433
662492951309 | 5" Diameter Top Plate & SC | 5DFS-TPSC | 810017706 | 1 | 3.5 | 0.717 | 72 | 168.9179 | 187.6866
662492251225 | 5" Duraflex Preformed Top Plate 13x13 | 5DFS-TPA | 810002438 |  |  |  |  | 282.5605 | 313.9561
662492482858 | 5" Duraflex Preformed Top Plate 9x13 | 5DFS-TPB | 810002439 |  |  |  |  | 142.2398 | 158.0443
662492741597 | 5" DuraFlex Tee | 5DFS-T | 810002440 | 1 | 3.68 | 1.1466 | --- | 226.0484 | 251.1649
662492324592 | 5" Duraflex Connector | 5DFS-FC | 810002441 | 1 | 1 | 0.1318 | --- | 52.6724 | 58.5249
662492537909 | 5" DuraFlex Spacer | 5DFS-S | 810002442 | 4 | --- | --- | --- | 126.9728 | 141.0809
662492178607 | 5" DuraFlex Mortar Sleeve | 5DFS-MS | 810002443 | 6 | 5 | 1.2 | 252 | 21.573 | 23.97
662492434208 | 5" DuraFlex Puller | 5DFS-FP | 810002444 | 6 | 4.9 | 0.09 | --- | 55.4735 | 61.6373
662492578964 | 5" DuraFlex Insert Adapter | 5DFS-ADC | 810008048 | 1 |  | 0.2713 |  | 118.0316 | 131.1462
662492832561 | 5" Vertical Cap Kit | 5DFS-VCK | 810002445 |  |  |  |  | 263.362 | 292.6244
662492950234 | 5.5" Diameter Vert Cap Removable Cap | 55DFS-VCRC | 810017309 | 6 | 6.36 | 2.44 | 96 | 87.0577 | 96.7308
662492951316 | 5.5" Diam Top Plate & SC | 55DFS-TPSC | 810017707 | 1 | 3.46 | 0.717 | 72 | 175.4148 | 194.9053
662492530627 | 5.5" Duraflex Preformed Top Plate 13x13 | 55DFS-TPA | 810002448 |  |  |  |  | 145.7958 | 161.9954
662492157473 | 5.5" Duraflex preformed Top Plate 9x13 | 55DFS-TPB | 810002449 |  |  |  |  | 144.6105 | 160.6783
662492184691 | 5.5" DuraFlex Tee | 55DFS-T | 810002450 | 1 | 1.2 | 1.1 | 45 | 204.6357 | 227.373
662492556283 | 5.5" Duraflex Connector | 55DFS-FC | 810002451 | 1 | 1 | 0.1318 | 90 | 34.5169 | 38.3521
662492748800 | 5.5" DuraFlex Mortar Sleeve | 55DFS-MS | 810002452 | 6 | 4.2 | 1.7 | --- | 95.486 | 106.0955
662492358900 | 5.5" DuraFlex Puller | 55DFS-FP | 810002453 | 6 | 3.6 | --- | --- | 87.7941 | 97.549
662492451427 | 5.5" DuraFlex Insert Adapter | 55DFS-ADC | 810008049 | 1 |  | 0.2313 |  | 118.0316 | 131.1462
662492201817 | 5.5 Vertical Cap Kit | 55DFS-VCK | 810002454 |  |  |  |  | 269.1987 | 299.1097
662492950241 | 6" Diameter Vert Cap Removable Cap | 6DFS-VCRC | 810017310 | 6 | 1.056 | 2.44 |  | 96 | 101.062
662492951323 | 6" Diameter Top Plate & SC | 6DFS-TPSC | 810017708 |  | 3.46 | 0.717 | 72 | 181.9116 | 202.124
662492484296 | 6" Duraflex Preformed Top Plate 13x13 | 6DFS-TPA | 810002457 |  |  |  |  | 216.5263 | 240.5848
662492872369 | 6" Duraflex Preformed Top Plate 9x13 | 6DFS-TPB | 810002458 |  |  |  |  | 146.9812 | 163.3124
662492615216 | 6" DuraFlex Tee | 6DFS-T | 810002459 | 1 | 4.54 | 1.1466 | 48 | 234.0973 | 260.1081
662492762714 | 6" Duraflex Connector | 6DFS-FC | 810002460 | 1 | 1 | 0.2658 | 180 | 35.1332 | 39.0369
662492010396 | 6" DuraFlex Spacer | 6DFS-S | 810002461 | 4 | --- | --- | --- | 126.9728 | 141.0809
662492441305 | 6" DuraFlex Mortar Sleeve | 6DFS-MS | 810002462 | 6 | 5.6 | 1.7 | 156 | 25.2713 | 28.0792
662492565308 | 6" DuraFlex Puller | 6DFS-FP | 810002463 | 6 | 6.2 | 1.2 | 252 | 55.4735 | 61.6373
662492152195 | Snow Splitter | 9494 | 810007981 | 1 | 1.25 | 1.6735 |  | 254.919 | 283.2433
662492341988 | 6" Vertical Cap Kit | 6DFS-VCK | 810002464 |  |  |  |  | 286.7697 | 318.633
662492607343 | 6" DuraFlex Insert Adapter | 6DFS-ADC | 810008050 | 1 |  | 0.2313 |  | 128.5701 | 142.8557
662492490365 | 6DFS-X5WC | 6DFS-X5WC | 810006169 |  |  |  |  | 123.4379 | 137.1532
662492859940 | DuraFlex SS Reducer | 6DFS-X55 | 810002465 | 1 | 0.55 | 0.1318 | 90 | 99.4878 | 110.542
662492950258 | 7" Diameter Vert Cap Removable Cap | 7DFS-VCRC | 810017311 | 4 | 1.75 | 2.9 | 12 | 97.4526 | 108.2807
662492951330 | 7" Diameter Top Plate & SC | 7DFS-TPSC | 810017709 | 1 | 3 | 0.3342 | 72 | 181.9116 | 202.124
662492525524 | 7" DuraFlex Tee | 7DFS-T | 810002468 | 1 | 6 | 1.6735 | --- | 535.8907 | 595.4341
662492399453 | 7" Duraflex Connector | 7DFS-FC | 810002469 | 1 | 2.5 | 0.2658 | --- | 196.818 | 218.6867
662492389607 | 7" DuraFlex Spacer | 7DFS-S | 810002470 | 4 | --- | --- | --- | 126.9728 | 141.0809
662492789704 | 7" DuraFlex Mortar Sleeve | 7DFS-MS | 810002471 | 4 | 5.2 | --- | --- | 26.504 | 29.4489
662492428108 | 7" DuraFlex Puller | 7DFS-FP | 810002472 | 4 | 5.9 | 0.7 | 400 | 55.4735 | 61.6373
662492762554 | 7" DuraFlex Insert Adapter | 7DFS-ADC | 810008051 | 1 |  | 0.2781 |  | 128.5701 | 142.8557
662492366544 | 7" Vertical Cap Kit | 7DFS-VCK | 810002473 |  |  |  |  | 271.204 | 301.3378
662492951545 | 8" Diameter Vert Cap Removable Cap | 8DFS-VCRC | 810017312 | 4 | 1.75 | 2.9 | 48 | 101.3507 | 112.6119
662492951347 | 8" Diameter Top Plate & SC | 8DFS-TPSC | 810017710 | 1 | 3 | 0.3342 | 72 | 201.4021 | 223.7801
662492741986 | 8" DuraFlex Tee | 8DFS-T | 810002476 | 1 | 7.1 | 1.6735 | 36 | 251.648 | 279.6089
662492612743 | 8" Duraflex Connector | 8DFS-FC | 810002477 | 1 | 0.9 | 0.2658 | --- | 40.1979 | 44.6644
662492011010 | 8" DuraFlex Spacer | 8DFS-S | 810002478 | 4 | --- | --- | --- | 126.9728 | 141.0809
662492531808 | 8" DuraFlex Mortar Sleeve | 8DFS-MS | 810002479 | 4 | 7 | 0.7 | 400 | 30.2023 | 33.5581
662492536704 | 8" DuraFlex Puller | 8DFS-FP | 810002480 | 6 | 7 | 0.7 | 400 | 61.6373 | 68.4859
662492352823 | 8" DuraFlex Insert Adapter | 8DFS-ADC | 810008052 | 1 |  | 0.3633 |  | 128.5701 | 142.8557
662492336823 | 8" Vertical Cap Kit | 8DFS-VCK | 810002481 |  |  |  |  | 281.0659 | 312.2955
662492945452 | 10" Diameter Connector/Adapter | 10DFS-FC | 810016907 | 8 | 2.15 |  |  | 202.8119 | 225.3466
662492945438 | 12" Diameter Connector/Adapter | 12DFS-FC | 810016909 | 4 | 4.16 |  |  | 196.0181 | 217.7979
662492945421 | 4" Dia Sleeve | 4DFS-SLV | 810016910 | 10.44 | 0.44 |  |  | 85.9076 | 95.4529
662492945414 | 5" Dia Sleeve | 5DFS-SLV | 810016911 | 10 | 0.54 |  |  | 87.1645 | 96.8494
662492945407 | 5.5" Dia Sleeve | 55DFS-SLV | 810016912 | 10 | 1.55 |  |  | 89.814 | 99.7934
662492945391 | 6" Dia Sleeve | 6DFS-SLV | 810016913 | 10 | 0.6 |  |  | 90.7652 | 100.8502
662492945384 | 7" Dia Sleeve | 7DFS-SLV | 810016914 | 10 | 0.74 |  |  | 95.2661 | 105.8512
662492945377 | 8" Dia Sleeve | 8DFS-SLV | 810016915 | 10 | 0.84 |  |  | 99.0876 | 110.0973
662492945353 | 10" Dia Sleeve | 10DFS-SLV | 810016917 | 10 | 1.1 |  |  | 126.5175 | 140.575
662492945339 | 12" Dia Sleeve | 12DFS-SLV | 810016919 | 10 | 2 |  |  | 143.2982 | 159.2202
662492945230 | 10" Dia Tee w/Snout | 10DFS-TRS | 810016929 |  | 6.2 |  |  | 512.2865 | 569.2072
662492945216 | 12" Dia Tee w/Snout | 12DFS-TRS | 810016931 |  | 7.4 |  |  | 603.0856 | 670.0951
662492945155 | 10" Dia Long Tee Snout | 10DFS-TLS | 810016937 | 2 | 8.13 |  |  | 207.7544 | 230.8382
662492945131 | 12" Dia Long Tee Snout | 12DFS-TLS | 810016939 |  | 9.35 |  |  | 230.6495 | 256.2772
662492945193 | 10" Dia Tee Cap | 10DFS-TCV | 810016933 | 10 | 1.06 |  |  | 114.2038 | 126.8931
662492945179 | 12" Dia Tee Cap | 12DFS-TCV | 810016935 | 10 | 1.3 |  |  | 127.0101 | 141.1223
662492945117 | 10" Dia Rain Cap | 10DFS-RCSC | 810016941 |  | 4.6 |  |  | 235.3372 | 261.4858
662492945094 | 12" Dia Rain Cap | 12DFS-RCSC | 810016943 |  | 10 |  |  | 266.9624 | 296.6248
662492945087 | 4" Dia Stormcollar | 4DFS-SC | 810016944 | 10 | 1.39 |  |  | 123.2225 | 136.9139
662492945070 | 5" Dia Stormcollar | 5DFS-SC | 810016945 | 10 | 1.45 |  |  | 118.4669 | 131.6299
662492945063 | 5.5" Dia Stormcollar | 55DFS-SC | 810016946 | 10 | 1.49 |  |  | 100.2765 | 111.4183
662492945056 | 6" Dia Stormcollar | 6DFS-SC | 810016947 | 10 | 1.52 |  |  | 144.8268 | 160.9187
662492945049 | 7" Dia Stormcollar | 7DFS-SC | 810016948 | 10 | 1.59 |  |  | 157.9898 | 175.5442
662492945032 | 8" Dia Stormcollar | 8DFS-SC | 810016949 | 10 | 1.65 |  |  | 171.1358 | 190.1509
662492944974 | 10" Diameter Top Plate | 10DFS-TP | 810016955 | 10 | 2.58 |  |  | 216.3316 | 240.3684
662492944950 | 12" Diameter Top Plate | 12DFS-TP | 810016957 | 10 | 2.26 |  |  | 156.2064 | 173.5627
662492944929 | 10" DIAMETER FLEX PULLER | 10DFS-FP | 810016960 |  |  |  |  | 328.4293 | 364.9214
662492944905 | 12" DIAMETER FLEX PULLER | 12DFS-FP | 810016962 |  |  |  |  | 328.4293 | 364.9214

## Relining Insulation
Description | Order # | Stock # | Pcs/ Ctn | Lbs/ Ctn | Cube | Plt Qty | M.A.P. | 05/12/2025 MSRP (ea.)
0.9
Insulation
1⁄2” thick ProFoil for 5”-6” diameters (22”x25’) | 56RNS-PFB22X25 | 810001822 | 1 |  |  |  | 493.0981 | 547.8868
1⁄2” thick ProFoil for 7” diameters (24”x25’) | 7RNS-PFB24X25 | 810001823 | 1 |  |  |  | 616.3727 | 684.8585
1⁄2” thick ProFoil for 8” diameters (29”x25’) | 8RNS-PFB29X25 | 810001824 | 1 |  |  |  | 986.1963 | 1095.7736
1⁄2” thick ProFoil for 9”-12” diameters (48”x25’) | 912RNS-PFB48X25 | 810001825 | 1 |  |  |  | 1232.7453 | 1369.7171
AluFoil 3" x 150' | RNS-ALF | 810002486 | 1 |  |  |  | 154.0932 | 171.2146
ProMesh Sm 12" x 25' | RNS-PM1 | 810012553 | 12 rl/case |  |  |  | 95.3737 | 105.9708
ProMesh Lg 18" x 25' | RNS-PM2 | 810002488 | 12 rl/case |  |  |  | 125.9355 | 139.9283
ProMesh XLG 24" x 25' | RNS-PM3 | 810002489 | 12 rl/case |  |  |  | 170.1973 | 189.1081
6" ProMesh Insulation Kit | 6RNS-IK | 810012842 | 1 |  | 3.81 |  | 820.7896 | 911.9885

## PolyPro
Poly Pro
UPC | Description | Order Number | SAP | Pcs/ Ctn | Lbs/ Ctn | Cube | Plt Qty | M.A.P. | 05/12/2025 MSRP (ea.)
0.9
Termination Kits
662492928363 | 2" Horizontal Kit includes 2"x4"concentric termination, 2(ea.) appliance adapters, wall plate, firestop and co-linear adapter white | 2PPS-HKC | 810014488 | 1 | 4.86 | 1.0837 | 32 | 341.8656 | 379.8506
662492928523 | Use for concentric horizontal terminations. Includes white wall plate, 2 Locking Bands, white firestop, and co-linear adapter. White Termination with Bird Guard Screen. UV resistant. Inner plate is 8 5/8” (220mm) square, outer plate is 9 7/16” (240mm) square for all flue sizes | 2PPS-HKC-N | 810014527 | 1 | 4.29 | 1.0837 | 32 | 194.3505 | 215.945
662492928691 | 3" Horizontal Kit includes 3"x5"concentric termination, 2(ea.) appliance adapters, wall plate, firestop and co-linear adapter white | 3PPS-HKC | 810014544 | 1 | 5.35 | 1.102 | 32 | 364.6603 | 405.1781
662492928868 | Use for concentric horizontal terminations. Includes white wall plate, 2 Locking Bands, white firestop, and co-linear adapter. White Termination with Bird Guard Screen. UV resistant. Inner plate is 8 5/8” (220mm) square, outer plate is 9 7/16” (240mm) square for all flue sizes | 3PPS-HKC-N | 810014586 | 1 | 4.66 | 1.102 | 32 | 199.3964 | 221.5515
662492929025 | 4" Horizontal Kit includes 4"x6"concentric termination, 2(ea.) appliance adapters, wall plate, firestop and co-linear adapter white | 4PPS-HKC | 810014603 | 1 | 6.1 | 1.816 | 20 | 505.5179 | 561.6866
662492929216 | Use for concentric horizontal terminations. Includes white wall plate, 2 Locking Bands, white firestop, and co-linear adapter. White Termination with Bird Guard Screen. UV resistant. Inner plate is 8 5/8” (220mm) square, outer plate is 9 7/16” (240mm) square for all flue sizes | 4PPS-HKC-N | 810014651 | 1 | 6 | 1.816 | 20 | 253.6396 | 281.8218
662492928462 | 2" Vertical Kit includes 2"x4"concentric termination, 2(ea.) appliance adapters, wall plate, firestop and co-linear adapter Black | 2PPS-VKC | 810014497 | 1 | 6.1 | 1.187 | 30 | 235.468 | 261.6311
662492928509 | Use for concentric vertical terminations. Includes co-linear adapter and 2 Locking Bands. Black or terra-cotta cap. UV resistant. No storm collar required when installed with factory PolyPro flashing. | 2PPS-VKC-N | 810014525 | 1 | 6 | 1.187 | 30 | 222.271 | 246.9678
662492928486 | 2" Vertical Kit includes 2"x4"concentric termination, 2(ea.) appliance adapters, wall plate, firestop and co-linear adapter Terra Cotta | 2PPS-VK-TCC | 810014498 | 1 | 6 | 1.8707 | 30 | 362.0952 | 402.328
662492928516 | 2" Vertical Kit includes 2"x4"concentric termination, wall plate, firestop and co-linear adapter Terra Cotta | 2PPS-VK-TCC-N | 810014526 | 1 |  |  | 30 | 234.0563 | 260.0625
662492928783 | 3" Vertical Kit includes 3"x5"concentric termination, 2(ea.) appliance adapters, wall plate, firestop and co-linear adapter Black | 3PPS-VKC | 810014553 | 1 | 9.46 | 2.723 | 20 | 362.8718 | 403.1909
662492928844 | Use for concentric vertical terminations. Includes co-linear adapter and 2 Locking Bands. Black or terra-cotta cap. UV resistant. No storm collar required when installed with factory PolyPro flashing. | 3PPS-VKC-N | 810014584 | 1 | 9 | 2.723 | 20 | 362.8718 | 403.1909
662492928790 | 3" Vertical Kit includes 3"x5"concentric termination, 2(ea.) appliance adapters, wall plate, firestop and co-linear adapter Terracotta | 3PPS-VK-TCC | 810014554 | 1 | 9.5 | 2.723 | 20 | 426.8226 | 474.2473
662492928851 | 3" Vertical Kit includes 3"x5"concentric termination, wall plate, firestop and co-linear adapter Terracotta | 3PPS-VK-TCC-N | 810014585 | 1 |  |  | 20 | 355.4377 | 394.9308
662492929117 | 4" Vertical Kit includes 4"x6"concentric termination, 2(ea.) appliance adapters, wall plate, firestop and co-linear adapter black | 4PPS-VKC | 810014611 | 1 | 13.17 | 4.075 | 16 | 662.8101 | 736.4557
662492929193 | Use for concentric vertical terminations. Includes co-linear adapter and 2 Locking Bands. Black or terra-cotta cap. UV resistant. No storm collar required when installed with factory PolyPro flashing. | 4PPS-VKC-N | 810014649 | 1 | 13 | 4.075 | 16 | 662.8101 | 736.4557
662492929124 | 4" Vertical Kit includes 4"x6"concentric termination, 2(ea.) appliance adapters, wall plate, firestop and co-linear adapter Terra Cotta | 4PPS-VK-TCC | 810014612 | 1 | 13 | 4.075 | 16 | 649.1116 | 721.2351
662492929209 | 4" Vertical Kit includes 4"x6"concentric termination, wall plate, firestop and co-linear adapter Terra Cotta | 4PPS-VK-TCC-N | 810014650 | 1 |  |  | 16 | 566.969 | 629.9655
2" PolyPro Single Wall
662492928233 | 12" PolyPro Pipe Length | 2PPS-12C | 810014475 | 6 | 3.11 |  |  | 15.5773 | 17.3081
662492928240 | 12" PolyPro Pipe Length UV Black | 2PPS-12BC | 810014476 | 6 | 3.11 |  |  | 17.2946 | 19.2162
662492928257 | 36" PolyPro Pipe Length | 2PPS-36C | 810014477 | 6 | 7.11 |  | 240 | 25.6473 | 28.4969
662492928264 | 36" PolyPro Pipe Length UV Black | 2PPS-36BC | 810014478 | 6 | 7.11 |  | 240 | 28.4692 | 31.6324
662492928271 | 72" PolyPro Pipe Length | 2PPS-72C | 810014479 | 6 | 13.54 |  | 180 | 34.6446 | 38.494
662492919552 | 2" Dia 108" Pipe Length Kit(24pcs) | 2PPS-108 | 810014028 | 24 per ctn |  |  |  | 1234.1662 | 1371.2957 | sold in full ctns only.ships LTL
662492929667 | Adjustable Pipe | 2PPS-08ALC | 810014853 | 6 | 2.71 |  | 432 | 79.5683 | 88.4092
662492928455 | Test Port | 2PPS-TPC | 810014496 | 6 | 1.5 |  | 432 | 40.0238 | 44.4709
662492901564 | Appliance Adapter PVC to Poly Pro WPAC | 2PPS-ADL | 810009672 | 6 | 2.05 |  |  | 33.3638 | 37.0709
662492928288 | 45° PolyPro Elbow | 2PPS-E45C | 810014481 | 6 | 2.05 |  | 432 | 19.2114 | 21.346
662492928295 | 45° PolyPro Elbow UV Black | 2PPS-E45BC | 810014482 | 6 | 2.05 |  | 432 | 21.3356 | 23.7063
662492928318 | 90° PolyPro Elbow | 2PPS-E90C | 810014483 | 6 | 2.41 |  | 480 | 19.2114 | 21.346
662492928325 | 90° PolyPro Elbow UV Black | 2PPS-E90BC | 810014484 | 6 | 2.41 |  | 480 | 21.3356 | 23.7063
662492928332 | 90° PolyPro Elbow Extended UV Black | 2PPS-E90EBC | 810014485 | 6 | 4.6 |  | 480 | 66.8162 | 74.2402
662492634165 | 2"-8" Elbow Support Bracket | PPS-SUP | 810004225 | 1 | 2.43 |  |  | 97.1422 | 107.9358
662492570296 | Tee Cap | 2PPS-C | 810004103 | 6 | 0.75 |  |  | 72.0909 | 80.101
662492928493 | Condensate Drain | 2PPS-CDC | 810014502 | 6 | 0.29 |  | 432 | 85.4108 | 94.9009
662492928424 | Tee with Cap | 2PPS-TC | 810014493 | 6 | 3.76 |  |  | 152.6988 | 169.6653
662492928431 | Tee UV Black | 2PPS-TBC | 810014494 | 6 | 1.82 |  | 432 | 113.5075 | 126.1194
662492928448 | Tee Cap Drain | 2PPS-TCDC | 810014495 | 6 | 3.84 |  | 432 | 164.9941 | 183.3268
662492924198 | Black Termination Tee | 2PPS-TTBL | 810014459 | 6 | 2.35 |  |  | 113.5075 | 126.1194
662492901342 | Increaser 2" - 3" | 2PPS-X3L | 810009694 | 6 | 2.19 |  | 432 | 46.6037 | 51.7819
662492922170 | 2" Diameter Wall Support Metal | 2PPS-WSM1 | 810014342 | 6 | 2.29 |  | 2016 | 17.6265 | 19.585
662492922231 | Wall Support Stainless | 2PPS-WSM-SS1 | 810014348 | 6 | 1.43 |  | 2016 | 59.017 | 65.5745
662492555583 | Wall Plate - Black | 2PPS-WPB | 810004112 | 6 | 3.22 |  | 864 | 9.0774 | 10.086
662492800331 | Wall Plate - Black for Twin Pipes | 2PPS-WPT | 810004113 | 6 | 5.17 |  |  | 50.1799 | 55.7555
662492145753 | Fire Stop Spacer - Concentric | 2PPS-FS | 810004114 | 12 | 7.2 |  | 864 | 19.0189 | 21.1321
662492254882 | Fire Stop Spacer - Single Wall | 2PPS-FSS | 810004115 | 12 | 4.08 |  |  | 19.0189 | 21.1321
662492256411 | Flat Roof Flashing | 2PPS-FF | 810004116 | 12 | 10.5 | 4.593 | 216 | 57.7021 | 64.1134
662492833872 | Adjustable Roof Flashing (Aluminum) | 2PPS-F5 | 810004117 | 1 | 9.05 |  | 18 | 620.8672 | 689.8524
662492841631 | Adjustable Roof Flashing (Polypropylene) | 2PPS-F12 | 810004118 | 1 | 3.47 |  | 48 | 204.8418 | 227.602
662492499887 | Adjustable Roof Flashing, terra-cotta 5/12-12/12 pitch | 2PPS-F12-TC | 810004119 | 1 | 11 |  |  | 243.7868 | 270.8743
662492927380 | 2" Dia. Tall Cone Flashing | FSAFPP2 | 810014470 | 4 |  |  |  | 267.8274 | 297.586
662492927434 | 2" Dia. Storm Collar | FSCPP2 | 810014467 | 6 | 3.33 |  |  | 56.4941 | 62.7712
662492928394 | Twin Pipe Termination. Zincalume with black nozzle | 2PPS-HTPC | 810014491 | 1 | 3.95 |  | 78 | 237.489 | 263.8766
662492928387 | Single Horizontal Termination. Black | 2PPS-HSTC | 810014490 | 1 | 2.42 |  | 84 | 154.4871 | 171.6524
662492945476 | 2x4 Black Vertical Termination Extension | 2PPS-VTX | 810016965 | 1 |  |  |  | 99.2192 | 110.2435
662492901373 | Vertical Flex Termination | 2PPS-VFTC | 810009691 | 1 | 2.11 |  |  | 184.3176 | 204.7973
662492928370 | Lochinvar Horizontal Termination Kit. Includes 14" pipe welded to an adapter and metal backing plate | 2PPS-HLKC | 810014489 | 1 |  |  | 90 | 63.6218 | 70.6909
662492416846 | Replacement Gasket (Rigid Pipe) | 2PPS-GA | 810004124 | 12perpack | 0.3 |  | 2520 | 75.1167 | 83.463
662492368817 | Adapter Replacement Gaskets ( for appliance Adapter) | 2PPS-GAA | 810004125 | 12perpack | 0.43 |  | 2520 | 58.6668 | 65.1853
662492883860 | Viton Replacement Gaskets (For Use with Oil Appliances) | 2PPS-GAV | 810004126 | 12perpack | 0.56 |  | 2520 | 111.514 | 123.9044
662492946770 | 2" Diameter PP Green Gasket (12 PK) | 2PPG-GA | 810017023 | 12perpack |  |  |  | 100.5219 | 111.6909
662492927984 | 2" Diameter Locking Clamp | 2PPS-LC | 810014835 | 12 | 1.72 |  |  | 4.8349 | 5.3721
662492524824 | Locking Band Clamp | 2PPS-LBC | 810007146 | 8 | 2.23 |  |  | 6.4582 | 7.1758
662492533949 | 2-3-4" Diameter-Universal PVC Adapter Clamp | PPS-PAC | 810004128 | 6 | 1.85 |  | 480 | 36.0516 | 40.0573
662492201879 | 3" FasNSeal Male to 2" PolyPro Adapter | FSA-03M-2PPF | 810004170 | 1 | 0.48 |  |  | 108.6795 | 120.755
3" PolyPro Single Wall
662492928530 | 12" PolyPro Pipe Length | 3PPS-12C | 810014528 | 6 | 4.05 |  |  | 24.2855 | 26.9839
662492928578 | 12" PolyPro Pipe Length UV Black | 3PPS-12BC | 810014531 | 6 | 4.05 |  |  | 26.9619 | 29.9577
662492928585 | 36" PolyPro Pipe Length | 3PPS-36C | 810014532 | 6 | 8.9 |  |  | 52.7834 | 58.6482
662492928592 | 36" PolyPro Pipe Length UV Black | 3PPS-36BC | 810014533 | 6 | 8.9 |  |  | 58.6015 | 65.1128
662492928608 | 72" PolyPro Pipe Length | 3PPS-72C | 810014534 | 6 | 17.11 |  |  | 64.5024 | 71.6693
662492927397 | 3" Dia 108" Pipe Length Kit(15pcs) | 3PPS-108 | 810013496 | 15 per ctn |  |  |  | 1459.0714 | 1621.1905 | sold in full ctns only.ships LTL
662492929681 | Adjustable Pipe Length | 3PPS-08ALC | 810014854 | 6 | 3.17 |  | 432 | 87.3159 | 97.0177
662492928769 | Test Port | 3PPS-TPC | 810014551 | 6 | 3.82 |  |  | 55.0567 | 61.1742
662492268599 | Appliance Adapter | 3PPS-AD-M | 810007169 | 1 |  |  |  | 75.5329 | 83.9255
662492901298 | Appliance Adapter PVC-PolyPro | 3PPS-ADL | 810009699 | 6 | 3.24 |  |  | 68.5688 | 76.1875
662492928622 | 45° PolyPro Elbow | 3PPS-E45C | 810014537 | 6 | 2.77 |  |  | 34.1963 | 37.9959
662492928639 | 45° PolyPro Elbow UV Black | 3PPS-E45BC | 810014538 | 6 | 2.77 |  |  | 37.9675 | 42.1862
662492928547 | 90° PolyPro Elbow | 3PPS-E90C | 810014529 | 6 | 3.26 |  |  | 32.3395 | 35.9328
662492928646 | 90° PolyPro Elbow UV Black | 3PPS-E90BC | 810014539 | 6 | 3.26 |  |  | 35.9016 | 39.8906
662492928653 | 90° PolyPro Elbow Extended UV Black | 3PPS-E90EBC | 810014540 | 6 | 5.75 |  |  | 93.7074 | 104.1193
662492634165 | 2"-8" Elbow Support Bracket | PPS-SUP | 810004225 | 1 |  |  |  | 97.1407 | 107.9341
662492184578 | Tee Cap | 3PPS-C | 810004142 | 6 | 2.03 |  |  | 33.7281 | 37.4757
662492928820 | Condensate Drain | 3PPS-CDC | 810014557 | 6 | 2.95 |  |  | 125.9789 | 139.9766
662492928561 | Tee with Cap | 3PPS-TC | 810014530 | 6 | 5.04 |  |  | 222.1632 | 246.848
662492928745 | Tee UV Black | 3PPS-TBC | 810014549 | 6 | 2.26 |  |  | 134.528 | 149.4755
662492928752 | Tee Cap Drain | 3PPS-TCDC | 810014550 | 6 | 5.07 |  |  | 94.2986 | 104.7762
662492924204 | Black Termination Tee | 3PPS-TTBL | 810014460 | 6 | 2.93 |  |  | 134.528 | 149.4755
662492901069 | Increaser 3" - 4" | 3PPS-X4L | 810009722 | 6 | 2.5 |  |  | 54.9607 | 61.0674
662492901144 | 2" Reducer | 3PPS-R2L | 810009714 | 6 | 2.07 |  |  | 43.738 | 48.5978
662492922187 | Wall Strap-Metal | 3PPS-WSM1 | 810014343 | 6 | 2.46 |  |  | 21.1486 | 23.4984
662492922279 | 3" Diameter Wall Support Stainless | 3PPS-WSM-SS1 | 810014349 | 6 |  |  | 2016 | 61.8448 | 68.7164
662492206881 | Wall Plate - Black | 3PPS-WPB | 810004152 | 6 | 3.13 |  |  | 13.4 | 14.8889
662492748459 | Wall Plate - Black for Twin Pipes | 3PPS-WPT | 810004153 | 6 | 5.24 |  |  | 54.0774 | 60.086
662492828083 | Fire Stop Spacer - Concentric | 3PPS-FS | 810004154 | 12 | 9.04 |  |  | 19.2063 | 21.3403
662492542910 | Fire Stop Spacer - Single Wall | 3PPS-FSS | 810004155 | 12 | 3.88 |  |  | 19.2063 | 21.3403
662492313114 | Flat Roof Flashing | 3PPS-FF | 810004156 | 12 | 11.86 |  |  | 60.0795 | 66.755
662492846117 | Adjustable Roof Flashing (Aluminum) | 3PPS-F5 | 810004157 | 1 | 9.29 |  |  | 657.4839 | 730.5377
662492586310 | Adjustable Roof Flashing (Polypropylene) | 3PPS-F12 | 810004158 | 1 | 3.4 |  |  | 204.8418 | 227.602
662492107362 | Adjustable Roof Flashing, terra-cotta 5/12-12/12 pitch | 3PPS-F12-TC | 810004159 | 1 | 8 |  |  | 257.5254 | 286.1394
662492946824 | 3" Dia. Tall Cone Flashing | FSAFPP3 | 810014471 | 4 |  |  |  | 267.8274 | 297.586
| 3" Dia. Storm Collar | FSCPP3 | 810014468 | 1 |  |  |  | 59.5447 | 66.1608
662492928721 | Twin Pipe Termination. Zincalume with black nozzle | 3PPS-HTPC | 810014547 | 1 | 4.33 |  |  | 320.3635 | 355.9594
662492928714 | Single Horizontal Termination. Black | 3PPS-HSTC | 810014546 | 1 | 2.74 |  |  | 181.3023 | 201.447
662492945490 | 3x5 Black Vertical Termination Extension | 3PPS-VTX | 810016966 | 1 |  |  |  | 103.3416 | 114.824
662492928776 | Vertical Flex Termination | 3PPS-VFTC | 810014552 | 1 | 3.637 |  |  | 194.0994 | 215.666
662492928707 | Lochinvar Horizontal Termination Kit. Includes 14" pipe welded to an adapter and metal backing plate | 3PPS-HLKC | 810014545 | 1 | 2.38 |  |  | 99.4992 | 110.5546
662492623510 | Replacement Gasket (Rigid Pipe) | 3PPS-GA | 810004164 | 12perpack | 0.34 |  |  | 76.2694 | 84.7437
662492839461 | Viton Replacement Gaskets (For Use with Oil Appliances) | 3PPS-GAV | 810004165 | 12perpack | 0.5 |  |  | 121.9421 | 135.4912
662492946800 | 3" Diameter PP Green Gasket (12 PK) | 3PPG-GA | 810017024 | 12per[ack |  |  |  | 104.265 | 115.85
662492927991 | 3" Diameter Locking Clamp | 3PPS-LC | 810014836 | 12 | 2.3 |  |  | 8.421 | 9.3567
662492797310 | Locking Band Clamp | 3PPS-LBC | 810007147 | 8 | 2.46 | 0.3525 |  | 7.9681 | 8.8535
662492533949 | 2-3-4" Diameter-Universal PVC Adapter Clamp | PPS-PAC | 810004128 | 6 | 1.85 |  |  | 36.0516 | 40.0573
662492857656 | 3" Male PVC to 2" PolyPro Adapter | 3PPS-03PVCM-2PPF | 810007345 | 1 | 0.53 |  |  | 75.5329 | 83.9255
662492653739 | 3" Male PVC to 3" PolyPro Adapter | 3PPS-03PVCM-3PPF | 810004167 | 1 | 0.82 |  |  | 75.5329 | 83.9255
662492928615 | 3" PolyPro to 3" FasNSeal Adapter | 3PPS-ADM-03FNSFC | 810014536 | 1 | 0.48 |  |  | 69.8015 | 77.5572
662492928837 | 3" DIA. PP to 3" PVC Adapter | 3PPS-3PPM-03PVCC | 810014558 | 1 | 0.67 |  |  | 75.5329 | 83.9255
662492717721 | 3" FasNSeal Male to 3" PolyPro Adapter | FSA-03M-3PPF | 810004169 | 1 | 0.48 |  |  | 53.872 | 59.8578
662492903353 | 3" FasNSeal Universal Adapter to 3" PolyPro | FSAAU3-3PP | 810004171 | 1 | 0.54 |  |  | 75.3888 | 83.7654
4" PolyPro Single Wall
662492928875 | 12" PolyPro Pipe Length | 4PPS-12C | 810014587 | 6 | 5.17 |  |  | 58.1946 | 64.6607
662492928882 | 12" PolyPro Pipe Length UV Black | 4PPS-12BC | 810014588 | 6 | 5.17 |  |  | 64.6046 | 71.7829
662492928899 | 36" PolyPro Pipe Length | 4PPS-36C | 810014589 | 6 | 11.43 |  |  | 97.466 | 108.2955
662492928905 | 36" PolyPro Pipe Length UV Black | 4PPS-36BC | 810014590 | 6 | 11.43 |  |  | 108.1854 | 120.206
662492928912 | 72" PolyPro Pipe Length | 4PPS-72C | 810014591 | 6 | 21.83 |  |  | 143.6054 | 159.5615
662492927403 | 4" Dia 108" Pipe Length Kit(9pcs) | 4PPS-108 | 810013578 | 9 per ctn | 48 |  |  | 1913.2711 | 2125.8568 | sold in full ctns only.ships LTL
662492929674 | Adjustable Pipe Length | 4PPS-08ALC | 810014855 | 6 | 4.03 |  |  | 98.0743 | 108.9715
662492929100 | Test Port | 4PPS-TPC | 810014610 | 6 | 4.39 |  |  | 131.5983 | 146.2203
662492538289 | Appliance Adapter Stainless Steel to PolyPro | 4PPS-AD-M | 810007170 | 6 | 4.08 |  |  | 96.6014 | 107.3349
662492901007 | Appliance Adapter PVC-PolyPro | 4PPS-ADL | 810009728 | 6 | 3.77 |  | 432 | 79.9355 | 88.8173
662492902516 | 4" - 3" Dia. Stainless PP Adapter | 4PPS-ADR3SS | 810009822 |  |  |  |  | 60.3079 | 67.0087
662492928936 | 45° PolyPro Elbow | 4PPS-E45C | 810014594 | 6 | 3.15 |  |  | 56.5776 | 62.864
662492928943 | 45° PolyPro Elbow UV Black | 4PPS-E45BC | 810014595 | 6 | 3.15 |  |  | 62.8115 | 69.7905
662492928950 | 90° PolyPro Elbow | 4PPS-E90C | 810014596 | 6 | 4.05 |  |  | 56.5776 | 62.864
662492928967 | 90° PolyPro Elbow UV Black | 4PPS-E90BC | 810014597 | 6 | 4.05 |  |  | 62.8115 | 69.7905
662492928974 | 90° PolyPro Elbow Extended UV Black | 4PPS-E90EBC | 810014598 | 6 | 6.93 |  |  | 119.4492 | 132.7213
662492634165 | 2"-8" Elbow Support Bracket | PPS-SUP | 810004225 | 1 |  |  |  | 100.0564 | 111.1738
662492856796 | Tee Cap | 4PPS-C | 810004185 | 1 | 0.62 |  |  | 37.4757 | 41.6397
662492929179 | Condensate Drain | 4PPS-CDC | 810014618 | 6 | 3.91 |  |  | 155.5805 | 172.8672
662492929063 | Tee with Cap | 4PPS-TC | 810014607 | 6 | 0.57 |  |  | 396.5558 | 440.6176
662492929087 | Tee UV Black | 4PPS-TBC | 810014608 | 6 | 3.02 |  |  | 156.0608 | 173.4009
662492929094 | Tee Cap Drain | 4PPS-TCDC | 810014609 | 6 | 6.58 |  |  | 187.0072 | 207.7858
662492924211 | Black Termination Tee | 4PPS-TTBL | 810014461 | 6 | 4.67 |  |  | 156.0608 | 173.4009
662492900741 | Increaser 4"-5" L | 4PPS-X5L | 810009754 | 6 | 1 |  |  | 150.9217 | 167.6908
662492900826 | 4" to 3" Reducer | 4PPS-R3L | 810009746 | 6 | 2.62 |  |  | 119.4951 | 132.7723
662492922194 | 4" Dia Wall Support Also for 2x4 PPC | 4PPS-WSM1 | 810014344 | 6 | 2.92 |  | 2016 | 26.4477 | 29.3864
662492922286 | 4" Diameter Wall Support Stainless | 4PPS-WSM-SS1 | 810014350 | 6 | 2.1 |  | 2016 | 65.0947 | 72.3275
662492746233 | Wall Plate - Black | 4PPS-WPB | 810004195 | 6 | 3.18 |  |  | 17.2423 | 19.1581
662492864791 | Wall Plate - Black for Twin Pipes | 4PPS-WPT | 810004196 | 6 | 5.24 |  |  | 57.9749 | 64.4165
662492235171 | Fire Stop Spacer - Concentric | 4PPS-FS | 810004197 | 12 | 6.7 |  |  | 19.3937 | 21.5485
662492359747 | Fire Stop Spacer - Single Wall | 4PPS-FSS | 810004198 | 12 | 3.48 |  |  | 19.3937 | 21.5485
662492496015 | Flat Roof Flashing | 4PPS-FF | 810004199 | 12 | 13.62 |  |  | 62.8272 | 69.808
662492718124 | Adjustable Roof Flashing (Aluminum) | 4PPS-F5 | 810004200 | 1 | 11 |  |  | 681.999 | 757.7767
662492473450 | Adjustable Roof Flashing (Polypropylene) | 4PPS-F12 | 810004201 | 1 | 3.51 |  |  | 213.0227 | 236.6919
662492141632 | Adjustable Roof Flashing, terra-cotta 5/2-12/12 | 4PPS-F12-TC | 810004202 | 1 | 18 |  |  | 282.7615 | 314.1795
789665290369 | 4" Dia. Tall Cone Flashing | FSAFPP4 | 810014472 | 4 |  |  |  | 283.938 | 315.4866
662492930977 | 4" Dia. Storm Collar | FSCPP4 | 810014469 | 6 |  |  |  | 62.7767 | 69.7519
662492900840 | Horizontal SW Termination | 4PPS-HSTSL | 810009744 | 1 |  |  |  | 324.1283 | 360.1426
662492945506 | 4x6 Black Vertical Termination Extension | 4PPS-VTX | 810016967 | 1 |  |  |  | 117.1436 | 130.1595
662492929049 | Twin Pipe Termination. Zincalume with black nozzle | 4PPS-HTPC | 810014605 | 1 | 4.7 |  |  | 403.4543 | 448.2826
662492929032 | Lochinvar Horizontal Termination Kit. Includes 14" pipe welded to an adapter and metal backing plate | 4PPS-HLKC | 810014604 | 1 | 2 |  |  | 126.0347 | 140.0386
662492205297 | Replacement Gasket (Rigid Pipe) | 4PPS-GA | 810004204 | 12perpack | 0.5 |  |  | 103.1653 | 114.6282
662492404829 | Viton Replacement Gaskets (For Use with Oil Appliances) | 4PPS-GAV | 810004205 | 12perpack | 0.58 |  |  | 161.3841 | 179.3156
662492946831 | 4" Diameter PP Green Gasket (12 PK) | 4PPG-GA | 810017025 | 12perpack |  |  |  | 108.6348 | 120.7054
662492928004 | 4" Diameter Locking Clamp | 4PPS-LC | 810014837 | 12 |  |  |  | 9.7818 | 10.8687
662492703359 | Locking Band Clamp | 4PPS-LBC | 810007148 | 8 | 3 |  |  | 10.3149 | 11.461
662492533949 | 2-3-4" Diameter-Universal PVC Adapter Clamp | PPS-PAC | 810004128 | 6 | 0.33 |  |  | 36.0516 | 40.0573
662492702628 | 4" Male PVC to 4" Poly Pro Adapter | 4PPS-04PVCM-4PPF | 810004207 | 1 | 0.9 |  |  | 96.6014 | 107.3349
662492928929 | 4" PolyPro to 4" FasNSeal Adapter | 4PPS-ADM-04FNSFC | 810014593 | 8 | 0.48 |  |  | 92.7614 | 103.0682
662492929186 | 4" DIA. PP to 4" PVC Adapter | 4PPS-4PPM-04PVCC | 810014619 | 1 |  |  |  | 129.706 | 144.1178
662492824870 | 4" FasNSeal Male to 4" PolyPro Adapter | FSA-04M-4PPF | 810004209 | 1 | 0.7 |  |  | 89.0984 | 98.9983
662492191071 | 4" FasNSeal Universal Adapter to 4" PolyPro | FSAAU4-4PP | 810004210 | 1 | 0.65 |  |  | 187.3784 | 208.1983
662492129487 | 4' Giannoni to 4" Poly Pro Adapter | 4PPS-AD04GIA-4PPF | 810004211 | 1 |  |  |  | 77.8543 | 86.5048
2" PolyPro Flex Accessories
662492928349 | Chimney Cap w/Pipe Length | 2PPS-FCTC | 810014486 | 1 | 4.09 |  |  | 214.3209 | 238.1343
662492305515 | Flex Male Adapter | 2PPS-FAM | 810004329 | 6 | 0.95 |  |  | 29.8578 | 33.1753
662492428351 | Flex Female Adapter | 2PPS-FAF | 810004330 | 6 | 1.77 |  |  | 34.9648 | 38.8498
662492888476 | Flex Coupler Adapter | 2PPS-FAC | 810004331 | 6 | 1.15 |  |  | 75.613 | 84.0144
662492660232 | Flex Adapter Set | 2PPS-FAS | 810007038 | 1 | 0.48 |  |  | 104.9319 | 116.591
662492697344 | B-Vent Adapters X3 | 2PPS-BV3 | 810004332 | 1 | 1.4 | 0.3 |  | 51.1543 | 56.8381
662492298497 | B-Vent Adapters X4 | 2PPS-BV4 | 810004333 | 1 | 1.35 | 0.3 |  | 53.103 | 59.0034
662492500521 | B-Vent Adapters X5 | 2PPS-BV5 | 810004334 | 1 | 1.5 | 0.3 |  | 54.0774 | 60.086
662492849712 | B-Vent Adapters X6 | 2PPS-BV6 | 810006999 | 1 | 1.4 | 0.3 |  | 70.2669 | 78.0743
662492911914 | 2" Dia Female Flex - 2" PolyPro Adapter | FSASMF2-2PPF | 810013312 | 8 |  |  |  | 223.7007 | 248.5563
662492197639 | Support Bracket | 2PPS-FSB | 810004335 | 12 | 5.92 |  |  | 10.8865 | 12.0961
662492434796 | Spacer | 2PPS-S | 810004336 | 12 | 0.9 |  |  | 10.4862 | 11.6514
662492928400 | Support Elbow, Extended | 2PPS-SE90XC | 810014492 | 1 | 1.76 |  |  | 87.7482 | 97.498
662492571484 | Chimney Support | 2PPS-SUP | 810004338 | 6 | 14.68 |  |  | 76.7176 | 85.2418
662492634165 | 2"-8" Elbow Support Bracket | PPS-SUP | 810004225 | 1 |  |  |  | 100.0595 | 111.1772
662492240021 | Wall Plate | 2PPS-WP | 810004339 | 12 | 7.11 |  |  | 9.0774 | 10.086
662492176825 | 2" Upper Plate Reline system | 2PPS-RPU | 810007982 | 1 | 0.55 |  |  | 22.7401 | 25.2668
662492160558 | 2" Reline Hanger Support | PPS-Rh | 810007965 | 2 | 0.94 |  |  | 50.6649 | 56.2944
662492424476 | Replacement Gasket, Flex | 2PPS-GAF | 810004340 | 12perpack | 1 |  |  | 211.5906 | 235.1006
662492369944 | Gasket Ski Boot/Wall Plate | 2PPS-GAW | 810004423 | 12perpack | 0.47 |  |  | 82.5506 | 91.7229
662492495094 | 2" Bird Guard | 2PPS-BG | 810004341 | 6 | 0.31 |  |  | 16.0095 | 17.7884
662492835920 | Flex Puller | 2PPS-FP | 810004342 | 6 | 10.44 |  |  | 162.2085 | 180.2316
3" PolyPro Flex Accessories
662492928806 | Chimney Cap w/Pipe Length | 3PPS-FCTC | 810014555 | 1 | 4.48 |  |  | 215.7763 | 239.7514
662492725931 | Flex Male Adapter | 3PPS-FAM | 810004344 | 6 | 1.95 |  |  | 30.0499 | 33.3887
662492757529 | Flex Female Adapter | 3PPS-FAF | 810004345 | 6 | 2.93 |  |  | 50.43 | 56.0333
662492848494 | Flex Coupler Adapter | 3PPS-FAC | 810004346 | 6 | 3.04 |  |  | 259.3862 | 288.2069
662492125182 | Flex Adapter Set | 3PPS-FAS | 810009373 | 1 | 0.93 |  |  | 157.3979 | 174.8865
662492428382 | B-Vent Adapter X5 | 3PPS-BV5 | 810004348 | 1 | 1.62 |  |  | 63.8211 | 70.9123
662492205143 | B-Vent Adapter X6 | 3PPS-BV6 | 810005874 | 1 |  |  |  | 84.3203 | 93.6892
662492911921 | 3" Dia Female Flex - 3" PolyPro Adapter | FSASMF3-3PPF | 810013313 | 8 |  |  |  | 232.1105 | 257.9006
662492496138 | Support Bracket | 3PPS-FSB | 810004349 | 12 | 5.95 |  |  | 8.8693 | 9.8547
662492216521 | 3" & 4" Spacer | 3PPS-S | 810004350 | 12 | 1.68 |  |  | 26.7756 | 29.7507
662492928738 | Support Elbow, Extended | 3PPS-SE90XC | 810014548 | 1 | 1.96 |  |  | 86.9036 | 96.5595
662492658642 | Chimney Support | 3PPS-SUP | 810004352 | 6 | 12.27 |  |  | 82.8813 | 92.0903
662492634165 | 2"-8" Elbow Support Bracket | PPS-SUP | 810004225 | 1 |  |  |  | 100.0564 | 111.1738
662492817391 | Wall Plate | 3PPS-WP | 810004353 | 12 | 0.4 |  |  | 13.4 | 14.8889
662492160558 | 3" Reline Hanger Support | PPS-RH | 810007965 | 2 |  |  |  | 50.6649 | 56.2944
662492431375 | 3" Upper Plate Reline System | 3PPS-RPU | 810007983 | 1 | 0.54 |  |  | 23.9226 | 26.5807
662492615096 | Replacement Gasket, Flex | 3PPS-GAF | 810004354 | 12perpack | 0.58 |  |  | 170.5171 | 189.4635
662492669631 | Gasket Ski Boot/Wall Plate | 3PPS-GAW | 810004424 | 12perpack | 0.85 |  |  | 92.5919 | 102.8799
662492118535 | 3" Bird Guard | 3PPS-BG | 810004355 | 12 | 0.38 |  |  | 28.1768 | 31.3075
662492711538 | Flex Puller | 3PPS-FP | 810004356 | 6 | 12.87 |  |  | 166.7712 | 185.3013
4" PolyPro Flex Accessories
662492929162 | Chimney Cap w/Pipe Length | 4PPS-FCTC | 810014617 | 1 | 4.71 |  |  | 254.7755 | 283.0839
662492653517 | Flex Male Adapter | 4PPS-FAM | 810004358 | 6 | 2.3 |  |  | 35.4131 | 39.3478
662492627211 | Flex Female Adapter | 4PPS-FAF | 810004359 | 6 | 3.82 |  |  | 86.1312 | 95.7014
662492354711 | Flex Coupler Adapter | 4PPS-FAC | 810004360 | 6 | 3.16 |  |  | 774.2684 | 860.2982
662492314128 | Flex Adapter Set | 4PPS-FAS | 810005987 | 1 | 1.26 |  |  | 187.3784 | 208.1983
662492911938 | 4" Dia Female Flex - 4" PolyPro Adapter | FSASMF4-4PPF | 810013314 | 4 |  |  |  | 248.9301 | 276.589
662492148952 | 4" Diameter VSM Adapter 110/100mm | PPS-VSM-AD | 810006942 | 1 | 0.68 |  |  | 83.2495 | 92.4994
662492260937 | Support Bracket | 4PPS-FSB | 810004361 | 12 | 6.15 |  |  | 9.0294 | 10.0326
662492929056 | Support Elbow, Extended | 4PPS-SE90XC | 810014606 | 1 | 2.38 |  |  | 102.2208 | 113.5786
662492478677 | Chimney Support | 4PPS-SUP | 810004364 | 6 | 12.33 |  | 432 | 117.5419 | 130.6021
662492634165 | 2"-8" Elbow Support Bracket | PPS-SUP | 810004225 | 1 |  |  |  | 100.0595 | 111.1772
662492392614 | Wall Plate | 4PPS-WP | 810004365 | 12 | 6.54 |  |  | 17.2423 | 19.1581
662492160558 | 4" Reline Hanger Support | PPS-RH | 810007965 | 2 |  |  |  | 50.6649 | 56.2944
662492382455 | 4" Upper Plate Reline system | 4PPS-RPU | 810007963 | 1 | 0.48 |  |  | 24.4683 | 27.1871
662492545942 | Replacement Gasket, Flex | 4PPS-GAF | 810004366 | 12perpack | 0.67 |  |  | 201.8352 | 224.2613
662492263730 | Gasket Ski Boot/Wall Plate | 4PPS-GAW | 810004425 | 12perpack | 4 |  |  | 98.3947 | 109.3274
662492492628 | 4" Bird Guard | 4PPS-BG | 810004367 | 12 | 0.6 |  |  | 34.4845 | 38.3161
662492501474 | Flex Puller | 4PPS-FP | 810004368 | 6 | 13.18 |  |  | 170.5174 | 189.4638
5" PolyPro Flex Accessories
662492930786 | Chimney Cap w/Pipe Length | 5PPS-FCTC | 810014665 | 1 | 5.78 |  |  | 672.8277 | 747.5863
662492544686 | Flex Male Adapter | 5PPS-FAM | 810004370 | 6 | 0.55 |  |  | 118.968 | 132.1867
662492261781 | Flex Female Adapter | 5PPS-FAF | 810004371 | 6 | 0.98 |  |  | 128.9242 | 143.2491
662492611791 | Flex Coupler Adapter | 5PPS-FAC | 810004372 | 6 | 2 |  |  | 111.9865 | 124.4294
662492669969 | Flex Adapter Set | 5PPS-FAS | 810007033 | 1 | 1.83 |  |  | 254.784 | 283.0934
662492911945 | 5" Dia Female Flex - 5" PolyPro Adapter | FSASMF5-5PPF | 810013315 | 1 |  |  |  | 281.8874 | 313.2083
662492849262 | Support Bracket | 5PPS-FSB | 810004373 | 12 | 0.55 |  |  | 25.1267 | 27.9186
662492929292 | Support Elbow | 5PPS-SE90C | 810014659 | 12 | 1 |  |  | 126.1827 | 140.203
662492929308 | Support Elbow, Extended | 5PPS-SE90XC | 810014660 | 6 | 2.33 |  |  | 186.9605 | 207.7339
662492686652 | Chimney Support | 5PPS-SUP | 810004375 | 6 | 3.02 |  |  | 223.238 | 248.0423
662492634165 | 2"-8" Elbow Support Bracket | PPS-SUP | 810004225 | 1 |  |  |  | 100.0667 | 111.1852
662492474372 | Wall Plate | 5PPS-WP | 810004376 | 12 | 0.83 |  |  | 14.9005 | 16.5562
662492259436 | Replacement Gasket, Flex | 5PPS-GAF | 810004377 | 12perpack | 0.5 |  |  | 572.6392 | 636.2658
662492104927 | Flex Puller | 5PPS-FP | 810004378 | 6 | 1.5 |  |  | 246.8837 | 274.3153
PolyPro® Flex venting for Condensing Appliances
662492928356 | 2" flex Chimney Lining Kit Includes: chimney cap, rigid metal flue vent, support bracket, spacers(4), flex connector, support elbow, wall plate and appliance adapter. Flex sold separately. | 2PPS-FKC | 810014487 | 1 | 9.12 |  |  | 394.6507 | 438.5007
662492928660 | 3" flex Chimney Lining Kit Includes: chimney cap, rigid metal flue vent, support bracket, spacers(4), flex connector, support elbow, wall plate and appliance adapter. Flex sold separately. | 3PPS-FKC | 810014541 | 1 | 9.8 |  |  | 431.7127 | 479.6808
662492928981 | 4" flex Chimney Lining Kit Includes: chimney cap, rigid metal flue vent, support bracket, spacers(4), flex connector, support elbow, wall plate and appliance adapter. Flex sold separately. | 4PPS-FKC | 810014599 | 1 | 11.66 |  |  | 560.2051 | 622.4501
662492929285 | 5" flex Chimney Lining Kit Includes: chimney cap, rigid metal flue vent, support bracket, spacers(4), flex connector, support elbow, wall plate and appliance adapter. Flex sold separately. | 5PPS-FKC | 810014658 | 1 | 13 |  |  | 1580.7742 | 1756.4158
Flex Lengths
662492174289 | 2" Diameter Flex 25' Length | 2PPS-FLEX25 | 810004318 | 1 | 9 |  |  | 287.0827 | 318.9808
662492439494 | 2" Diameter Flex 35' Length | 2PPS-FLEX35 | 810004319 | 1 | 11.05 |  |  | 401.919 | 446.5767
662492500743 | 2" Diameter Flex 50' Length | 2PPS-FLEX50 | 810004320 | 1 | 14.82 |  |  | 574.1814 | 637.9794
662492250495 | 2" Diameter Flex 164' Length | 2PPS-FLEX | 810005205 | 1 | 42 |  |  | 1378.0034 | 1531.1149
662492511886 | 3" Diameter Flex 25' Length | 3PPS-FLEX25 | 810004321 | 1 | 14.4 |  |  | 358.9654 | 398.8505
662492711040 | 3" Diameter Flex 35' Length | 3PPS-FLEX35 | 810004322 | 1 | 20 |  |  | 502.5548 | 558.3943
662492402474 | 3" Diameter Flex 50' Length | 3PPS-FLEX50 | 810004323 | 1 | 26.22 |  |  | 717.9149 | 797.6832
662492119327 | 3" Diameter Flex 164' Length | 3PPS-FLEX | 810005875 | 1 | 80 |  |  | 1780.0985 | 1977.8872
662492685433 | 4" Diameter Flex 25' Length | 4PPS-FLEX25 | 810004324 | 1 | 17.1 |  |  | 552.4565 | 613.8406
662492277010 | 4" Diameter Flex 35' Length | 4PPS-FLEX35 | 810004325 | 1 | 24.4 |  |  | 773.4519 | 859.391
662492451274 | 4" x 82' Roll | 4PPS-FLEX | 810004326 | 1 | 64 |  |  | 1414.313 | 1571.4589
662492222560 | 5' x 98' Roll | 5PPS-FLEX | 810004327 | 1 | 85 |  |  | 2978.4052 | 3309.3392

## PPS 5-8
POLYPRO 5-8
UPC | Description | New | New | Pcs/ Ctn | Lbs/ Ctn | Cube | Plt Qty | M.A.P. | 05/12/2025 MSRP (ea.)
0.9
PolyPro Cascade Accessories
662492900963 | 4" Back Flow Valve | 4PPS-BFVL | 810009732 | 1 | 1.72 |  |  | 101.2025 | 112.4473
662492288887 | 3" Air Intake Grill | 3PPS-AIG | 810004213 | 1 | 0.36 |  |  | 84.3203 | 93.6892
662492519547 | 3" Air Intake Grill x5 | 3PPS-X5AIG | 810004214 | 1 | 0.46 |  |  | 97.4368 | 108.2631
662492520215 | 4" Air Intake Grill | 4PPS-AIG | 810004215 | 1 | 0.43 |  |  | 103.0581 | 114.509
662492515334 | 4" Air Intake Grill X 6 | 4PPS-X6AIG | 810004216 | 1 | 0.42 |  |  | 114.3008 | 127.0009
5" PolyPro Single Wall
662492929223 | 12" PolyPro Pipe Length | 5PPS-12C | 810014652 | 3 | 1.67 |  |  | 88.9307 | 98.8119
662492929230 | 36" PolyPro Pipe Length | 5PPS-36C | 810014653 | 3 | 2.93 |  |  | 166.4371 | 184.9301
662492929247 | 72" PolyPro Pipe Length | 5PPS-72C | 810014654 | 3 | 5 |  |  | 230.8992 | 256.5547
662492944691 | Adjustable Pipe Length L | 5PPS-08ALC | 810014856 | 3 | 1.5 |  |  | 150.3503 | 167.0559
662492926581 | Test Port | 5PPS-TPC | 810014663 | 3 | 1 |  |  | 210.7844 | 234.2048
662492929261 | 45° PolyPro Elbow | 5PPS-E45C | 810014656 | 6 | 0.83 |  |  | 78.9577 | 87.7307
662492929278 | 90° PolyPro Elbow | 5PPS-E90C | 810014657 | 1 | 1.84 |  |  | 82.7376 | 91.9307
662492929292 | Support 90º Elbow | 5PPS-SE90C | 810014659 |  | 1 |  |  | 126.1855 | 140.2062
662492634165 | 2"-8" Elbow Support Bracket | PPS-SUP | 810004225 |  |  |  |  | 105.4681 | 117.1868
662492259191 | Tee Cap | 5PPS-C | 810004226 |  | 1 |  |  | 69.1196 | 76.7995
662492929353 | Condensate Drain | 5PPS-CDC | 810014666 | 3 | 1 |  |  | 199.1069 | 221.2299
662492929315 | Tee with Cap | 5PPS-TC | 810014661 | 3 | 0.75 |  |  | 193.4113 | 214.9014
662492929322 | Tee with Drain Cap | 5PPS-TCDC | 810014662 | 3 | 0.75 |  |  | 255.4522 | 283.8358
662492900574 | Increaser 5"-6" L | 5PPS-X6L | 810009771 | 1 | 0.9 |  |  | 288.7464 | 320.8293
662492900642 | 4" Reducer L | 5PPS-R4L | 810009764 |  | 1.33 |  |  | 199.4107 | 221.5674
662492816516 | Fire Stop Spacer | 5PPS-FSS | 810004234 | 1 | 1.27 |  |  | 34.5158 | 38.3509
662492792162 | 5" Diameter Flat Roof Flashing | 5PPS-FF | 810007171 | 1 | 2.21 |  |  | 114.5299 | 127.2555
662492495896 | Replacement Gasket (Rigid Pipe) | 5PPS-GA | 810004237 | 6per pack | 0.5 |  |  | 89.9095 | 99.8994
662492432747 | Viton Replacement Gaskets (For Oil Appliances) | 5PPS-GAV | 810004238 | 6per pack | 0.5 |  |  | 145.4448 | 161.6053
662492929346 | Vertical Termination Metal | 5PPS-VTMC | 810014664 | 1 | 10.52 |  |  | 640.6322 | 711.8135
662492186589 | Storm Collar | FSCPP5 | 810007172 | 1 | 2.92 |  |  | 138.0574 | 153.3971
841211015519 | Support Clamp | FSCL6 | 810003288 | 6 | 4.35 |  |  | 55.8772 | 62.0858
662492900659 | Horizontal Termination Stainless | 5PPS-HSTL | 810009763 |  | 4.25 |  |  | 556.452 | 618.28
662492928011 | 5" Diameter Locking Clamp | 5PPS-LC | 810014838 | 6 | 2 |  |  | 12.6055 | 14.0062
662492369913 | Locking Band Clamp | 5PPS-LBC | 810004242 | 4 | 2.01 |  |  | 17.9467 | 19.9408
662492164587 | 5-6-8 Universal PVC Adapter Clamp | PPS-PACL | 810004243 | 6 | 2.5 |  |  | 56.2947 | 62.5496
662492153758 | 5" Over PVC to 5" Poly Pro Adapter | 5PPS-05PVCF-5PPF | 810004244 |  |  |  |  | 161.4084 | 179.3427
789665275335 | 5" PVC Male to 5" Poly Pro Adapter | 5PPS-05PVCM-5PPF | 810004245 |  |  |  |  | 91.0833 | 101.2037
662492929254 | 5" PolyPro to 5" FasNSeal Adapter | 5PPS-ADM-05FNSFC | 810014655 |  | 0.48 |  |  | 125.1389 | 139.0432
662492855027 | 5" FasNSeal Male to 5" PolyPro Adapter | FSA-05M-5PPF | 810004247 |  | 0.48 |  |  | 100.0373 | 111.1525
662492903360 | 5" FasNSeal Universal Adapter to 5" PolyPro | FSAAU5-5PP | 810004248 |  | 0.48 |  |  | 187.8186 | 208.6873
662492903179 | 5" PPS Double Wall 12" Pipe Assembly | 5PPS-12DW | 810009348 |  |  |  |  | 23.0474 | 25.6082
662492901786 | 5" PPS Double Wall 36" Pipe Assembly | 5PPS-36DW | 810009349 |  |  |  |  | 69.1422 | 76.8247
662492901793 | 5" PPS Double Wall 72" Pipe Assembly | 5PPS-72DW | 810009350 |  |  |  |  | 138.2844 | 153.6493
662492901953 | 5" PPS Double Wall 36" Teles Pipe Assy | 5PPS-36DWA | 810009926 |  |  |  |  | 92.1896 | 102.4329
662492901984 | 5" PPS Double Wall Tele Section Fitting | 5PPS-ADDW | 810009929 |  |  |  |  | 92.1896 | 102.4329
662492903551 | 5" PPS Double Wall FNS Adapter | 5PPS-ADDW-FNS | 810010087 |  |  |  |  | 129.0654 | 143.406
662492901823 | 5" PPS Double Wall 90° Elbow | 5PPS-E90DW | 810009352 |  |  |  |  | 221.255 | 245.8389
662492901847 | 5" PPS Double Wall 45° Elbow | 5PPS-E45DW | 810009351 |  |  |  |  | 92.1896 | 102.4329
662492901861 | 5x6" PPS Double Wall, Wall Strap | 5PPS-WSMDW | 810009917 |  |  |  |  | 69.1422 | 76.8247
662492922200 | 5" Diameter Wall Strap Metal | 5PPS-WSM1 | 810014345 | 6 |  |  | 2016 | 29.0417 | 32.2686
662492902134 | 5" PPS Double Wall Elbow Strap | 5PPS-ESDW | 810009947 |  |  |  |  | 36.8758 | 40.9732
662492901892 | 5" PPS Double Wall Flashing | 5PPS-FDW | 810009923 |  |  |  |  | 101.4086 | 112.6762
662492792162 | 5" Diameter Flat Roof Flashing | 5PPS-FF | 810007171 |  |  |  |  | 114.5278 | 127.2532
662492901922 | 5" PPS Double Wall Flashing Steep Roof | 5PPS-FSRDW | 810009932 |  |  |  |  | 115.237 | 128.0411
662492902011 | 5" PPS Double Wall Firestop Sup. Assy | 5PPS-FSDW | 810009920 |  |  | 0.245 |  | 41.4853 | 46.0948
662492902936 | 5" PPS Double Wall Firestop Spacer HZ | 5PPS-FSSDW | 810010078 |  |  |  |  | 32.2664 | 35.8515
662492902042 | 5" PPS Double Wall Vertical Termination | 5PPS-VTDW | 810009938 |  |  |  |  | 345.711 | 384.1233
662492902073 | 5" PPS Double Wall Storm Collar | 5PPS-SCDW | 810009941 |  |  | 0.245 |  | 27.6569 | 30.7299
662492903513 | 5" PPS Double Wall Roof Support | 5PPS-RSDW | 810010339 |  |  |  |  | 92.1896 | 102.4329
662492902967 | 5" PPS Double Wall HST Trim Plate | 5PPS-HSTDW | 810010075 |  |  |  |  | 36.8758 | 40.9732
6" PolyPro Single Wall
662492929360 | 12" PolyPro Pipe Length | 6PPS-12C | 810014681 | 1 | 2.06 |  |  | 145.6066 | 161.7851
662492929377 | 12" PolyPro Pipe Length UV Black | 6PPS-12BC | 810014682 | 1 | 2.06 |  |  | 161.6155 | 179.5727
662492929384 | 36" PolyPro Pipe Length | 6PPS-36C | 810014683 | 1 | 4.84 |  |  | 261.7717 | 290.8574
662492929391 | 36" PolyPro Pipe Length UV Black | 6PPS-36BC | 810014684 | 1 | 4.84 |  |  | 290.5778 | 322.8642
662492929407 | 72" PolyPro Pipe Length | 6PPS-72C | 810014685 | 1 | 9.68 |  |  | 365.8335 | 406.4817
662492927410 | 6" Dia 108" Pipe Length Kit(3pcs) | 6PPS-108 | 810013579 | 3 per ctn |  |  |  | 1912.3465 | 2124.8295 | sold in full ctns only.ships LTL
662492929698 | Adjustable Pipe Length L | 6PPS-08ALC | 810014857 | 1 | 1.7 |  |  | 181.4793 | 201.6436
662492929483 | Test Port | 6PPS-TPC | 810014695 | 1 | 1.33 |  |  | 203.7371 | 226.3746
662492929421 | 45° PolyPro Elbow | 6PPS-E45C | 810014689 | 1 | 1.67 |  |  | 144.0376 | 160.0418
` | 90° PolyPro Elbow | 6PPS-E90C | 810014690 | 1 | 2.13 |  |  | 144.0537 | 160.0596
662492929445 | 90° PolyPro Elbow UV Black | 6PPS-E90BC | 810014691 | 1 | 2.13 |  |  | 159.9133 | 177.6814
662492929452 | Support 90º Elbow | 6PPS-SE90C | 810014692 | 1 | 2.06 |  |  | 187.2901 | 208.1001
662492634165 | 2"-8" Elbow Support Bracket | PPS-SUP | 810004225 |  |  |  |  | 100.0595 | 111.1772
662492929513 | Condensate Drain | 6PPS-CDC | 810014699 | 1 | 2.71 |  |  | 228.776 | 254.1956
662492664445 | 6" Tee Cap | 6PPS-C | 810006177 | 1 | 0.87 |  |  | 225.318 | 250.3533
662492929469 | Tee with Cap | 6PPS-TC | 810014693 | 1 |  |  |  | 554.6978 | 616.3309
662492929476 | Tee with Drain Cap | 6PPS-TCDC | 810014694 | 1 | 1.5 |  |  | 278.4856 | 309.4284
662492929490 | Termination Tee UV Black | 6PPS-TTBC | 810014696 | 1 | 2.12 |  |  | 246.0663 | 273.407
662492900369 | Increaser 6"-8" L | 6PPS-X8L | 810009792 | 1 | 1.85 |  |  | 279.7503 | 310.8337
662492900437 | 5" Reducer L | 6PPS-R5L | 810009785 |  | 1.33 |  |  | 234.1873 | 260.2081
662492922309 | 6" Diameter Wall Support Stainless | 6PPS-WSM-SS1 | 810014352 | 6 |  |  | 2016 | 83.5857 | 92.873
662492513682 | Flat Roof Flashing | 6PPS-FF | 810004268 | 1 | 2.17 |  |  | 464.148 | 515.72
662492322666 | Fire Stop Spacer | 6PPS-FSS | 810004269 | 1 | 0.81 |  |  | 35.0198 | 38.9108
662492929131 | Collector 1 x 45º | 6PPS-C45-1C | 810014613 | 1 | 4.4 |  |  | 308.4554 | 342.7282
662492929148 | Collector 2 x 45º | 6PPS-C45-2C | 810014614 |  |  |  |  | 323.2715 | 359.1906
662492878958 | Replacement Gasket (Rigid Pipe) | 6PPS-GA | 810004272 | 6per pack | 0.5 |  |  | 119.0148 | 132.2386
662492869062 | Viton Replacement Gaskets (For Oil Appliances) | 6PPS-GAV | 810004273 | 6per pack | 0.5 |  |  | 152.5685 | 169.5205
662492946848 | 6" Diameter PP Green Gasket (6 PK) | 6PPG-GA | 810017026 | 6per pack |  |  |  | 91.1556 | 101.284
662492929506 | Vertical Termination Metal | 6PPS-VTMC | 810014697 | 1 | 12.26 |  |  | 862.6867 | 958.5407
662492762615 | Storm Collar | FSCPP6 | 810007173 | 1 | 2.44 |  |  | 136.3133 | 151.4592
841211015991 | Support Clamp | FSCL7 | 810003332 | 6 | 4.73 |  |  | 56.1311 | 62.3679
662492900444 | Horizontal Termination Stainless | 6PPS-HSTL | 810009784 | 1 | 3.78 |  |  | 683.4583 | 759.3981
662492429846 | Bird Guard | 6PPS-BG | 810004276 | 6 | 0.82 |  |  | 62.0209 | 68.9121
662492928028 | 6" Diameter Locking Clamp | 6PPS-LC | 810014839 | 6 | 2.25 |  |  | 21.5168 | 23.9075
662492109496 | Locking Band Clamp | 6PPS-LBC | 810004278 | 4 | 2.15 |  |  | 18.9162 | 21.018
662492499856 | 3-8 Diameter Siphon | PPS-Siphon | 810004279 | 1 | 0.65 |  |  | 72.6512 | 80.7236
662492737897 | 6" Over PVC to 6" Poly Pro Adapter | 6PPS-06PVCF-6PPF | 810004280 | 1 | 2 |  |  | 177.1934 | 196.8815
662492277072 | 6" Male PVC to 6" Poly Pro Adapter | 6PPS-06PVCM-6PPF | 810004281 | 1 | 1.41 |  |  | 177.1934 | 196.8815
662492542880 | 6" FasNSeal Male to 6" Poly Pro Adapter | FSA-06M-6PPF | 810007030 | 1 | 1.28 |  |  | 117.0652 | 130.0724
662492929414 | 6" PolyPro to 6" FasNSeal Adapter | 6PPS-ADM-06FNSFC | 810014686 | 1 | 1.36 |  |  | 131.9108 | 146.5675
662492827772 | 7" FasNSeal Male to 6" Poly Pro Adapter | FSA-07M-6PPF | 810004463 |  |  |  |  | 189.9071 | 211.0079
662492903872 | 6" Fulton EDR 750-1500 to 6" PP Adapter | 6PPS-FULTEDR-6PPF | 810010023 |  |  |  |  | 217.8502 | 242.0557
662492892046 | 6" FasNSeal Universal Adapter to 6" Poly Pro | FSAAU6-6PP | 810004283 | 1 | 1.62 |  |  | 121.1139 | 134.571
662492903186 | 6" PPS Double Wall 12" Pipe Assembly | 6PPS-12DW | 810009353 |  |  |  |  | 28.4251 | 31.5835
662492275399 | 6" PPS Double Wall 36" Pipe Assembly | 6PPS-36DW | 810009354 |  |  |  |  | 87.4619 | 97.1799
662492901809 | 6" PPS Double Wall 72" Pipe Assembly | 6PPS-72DW | 810009355 |  |  |  |  | 170.5508 | 189.5008
662492901960 | 6" PPS Double Wall 36" Teles Pipe Assy | 6PPS-36DWA | 810009927 |  |  |  |  | 113.7005 | 126.3339
662492901991 | 6" PPS Double Wall Tele Section Fitting | 6PPS-ADDW | 810009930 |  |  |  |  | 96.2081 | 106.8979
662492903568 | 6" PPS Double Wall FNS Adapter | 6PPS-ADDW-FNS | 810010088 |  |  |  |  | 139.9391 | 155.4879
662492553329 | 6" PPS Double Wall 90° Elbow | 6PPS-E90DW | 810009357 |  |  |  |  | 240.5203 | 267.2448
662492734513 | 6" PPS Double Wall 45° Elbow | 6PPS-E45DW | 810009356 |  |  |  |  | 104.9543 | 116.6159
662492901878 | 6x7" PPS Double Wall, Wall Strap | 6PPS-WSMDW | 810009918 | 1 |  |  |  | 74.3426 | 82.6029
662492922217 | 6" Diameter Wall Strap Metal | 6PPS-WSM1 | 810014346 | 6 |  |  | 2016 | 31.7469 | 35.2743
662492902141 | 6" PPS Double Wall Elbow Strap | 6PPS-ESDW | 810009948 |  |  |  |  | 38.2115 | 42.4572
662492901908 | 6" PPS Double Wall Flashing | 6PPS-FDW | 810009924 |  |  |  |  | 122.4467 | 136.0519
662492901939 | 6" PPS Double Wall Flashing Steep Roof | 6PPS-FSRDW | 810009933 |  |  |  |  | 135.566 | 150.6289
662492902028 | 6" PPS Double Wall Firestop Sup. Assy | 6PPS-FSDW | 810009921 |  |  |  |  | 52.4772 | 58.308
662492902929 | 6" PPS Double Wall Firestop Spacer HZ | 6PPS-FSSDW | 810010079 |  |  |  |  | 34.9848 | 38.872
662492902059 | 6" PPS Double Wall Vertical Termination | 6PPS-VTDW | 810009939 |  |  |  |  | 341.1015 | 379.0017
662492902080 | 6" PPS Double Wall Storm Collar | 6PPS-SCDW | 810009942 |  |  | 0.245 |  | 30.6117 | 34.013
662492903520 | 6" PPS Double Wall Roof Support | 6PPS-RSDW | 810010340 |  |  |  |  | 109.3274 | 121.4749
662492902950 | 6" PPS Double Wall HST Trim Plate | 6PPS-HSTDW | 810010076 |  |  |  |  | 39.3579 | 43.731
8" PolyPro Single Wall
662492929537 | 40" PolyPro Pipe Length | 8PPS-40C | 810014802 | 1 | 6.85 |  |  | 279.6383 | 310.7092
662492929544 | 75" PolyPro Pipe Length | 8PPS-75C | 810014803 | 1 | 12.45 |  |  | 496.2311 | 551.3679
662492929612 | Test Port | 8PPS-TPC | 810014812 |  |  |  |  | 201.0315 | 223.3684
662492929568 | 45° PolyPro Elbow | 8PPS-E45C | 810014807 | 1 | 2 |  |  | 231.4176 | 257.1307
662492929575 | 90° PolyPro Elbow | 8PPS-E90C | 810014808 | 1 | 2.94 |  |  | 264.1891 | 293.5434
662492929582 | Support 90º Elbow | 8PPS-SE90C | 810014809 |  | 3 |  |  | 222.3849 | 247.0944
662492409589 | Chimney Support | 8PPS-SUP | 810004290 |  | 2 |  |  | 239.8386 | 266.4873
662492468111 | Collector Cap with Condensate Drain | 8PPS-CD | 810004291 | 1 | 1.02 |  |  | 256.0723 | 284.5247
662492639788 | Tee Cap | 8PPS-C | 810004292 |  | 0.75 |  |  | 237.5653 | 263.9614
662492929599 | Tee with Cap | 8PPS-TC | 810014810 | 1 |  |  |  | 477.9642 | 531.0713
662492929605 | Tee with Drain Cap | 8PPS-TCDC | 810014811 | 1 | 6 |  |  | 288.1874 | 320.2082
662492634165 | 2"-8" Elbow Support Bracket | PPS-SUP | 810004225 | 1 |  |  |  | 97.1422 | 107.9358
662492900277 | 8" to 6" Reducer L | 8PPS-R6L | 810009801 |  | 1.33 |  |  | 263.8369 | 293.1521
662492230381 | Fire Stop Spacer | 8PPS-FSS | 810004298 | 1 | 1.76 |  |  | 44.5706 | 49.5229
662492929155 | Collector 1 x 45º | 8PPS-C45-1C | 810014615 | 1 | 7.05 |  |  | 353.4742 | 392.7491
662492929155 | Collector 2 x 45º | 8PPS-C45-2C | 810014616 |  |  |  |  | 423.0195 | 470.0217
662492619483 | Flat Roof Flashing | 8PPS-FF | 810004302 | 10 | 3 |  |  | 479.325 | 532.5834
662492165652 | Replacement Gasket (Rigid Pipe) | 8PPS-GA | 810004303 | 6per pack | 0.9 |  |  | 159.4548 | 177.172
662492432198 | Viton Replacement Gaskets (For Oil Appliances) | 8PPS-GAV | 810004304 | 6per pack | 0.5 |  |  | 395.147 | 439.0522
662492928035 | 8" Diameter Locking Clamp | 8PPS-LC | 810014840 | 6 |  |  |  | 26.5758 | 29.5287
662492875681 | Locking Band Clamp | 8PPS-LBC | 810004306 | 4 | 2.74 |  |  | 35.1831 | 39.0924
662492929629 | Vertical Termination Metal | 8PPS-VTMC | 810014813 | 1 | 16.21 |  |  | 1188.616 | 1320.6844
662492433058 | Storm Collar | FSCPP8 | 810007174 |  |  |  |  | 148.9659 | 165.5176
841211016592 | Support Clamp | FSCL9 | 810003414 |  |  |  |  | 67.0378 | 74.4865
662492900284 | Horizontal Termination Stainless | 8PPS-HSTL | 810009800 |  | 4.25 |  |  | 934.3998 | 1038.222
662492678817 | 8" Over PVC to 8" Poly Pro Adapter | 8PPS-08PVCF-8PPF | 810004309 |  |  |  |  | 234.223 | 260.2478
662492590348 | 8" Male PVC To 8" Poly Pro Adapter | 8PPS-08PVCM-8PPF | 810004310 |  |  |  |  | 126.5704 | 140.6338
662492813980 | 8" FasNSeal Male to 8" Poly Pro Adapter | FSA-08M-8PPF | 810007031 | 1 | 1.73 |  |  | 121.8869 | 135.4299
662492929551 | 8" PolyPro to 8" FasNSeal Adapter | 8PPS-ADM-08FNSFC | 810014804 |  | 0.48 |  |  | 186.1414 | 206.8237
662492752395 | 8" FasNSeal Universal Adapter to 8" Poly Pro | FSAAU8-8PP | 810004312 | 1 | 1.68 |  |  | 155.2168 | 172.4631
662492907795 | 8" Fulton EDR 2000 to 8" PP Adapter | 8PPS-FULTEDR-8PPF | 810010025 |  |  |  |  | 248.9586 | 276.6207
662492886274 | 8" PolyPro to 10" FasNSeal Cascading Tee | 8PPS-FSA10 | 810004313 |  | 0.48 |  |  | 459.0772 | 510.0857
662492903575 | 8" PPS Double Wall FNS Adapter | 8PPS-ADDW-FNS | 810010089 | 1 | 2.3 |  |  | 166.1777 | 184.6418
662492922224 | 8" Diameter Wall Strap Metal | 8PPS-WSM1 | 810014347 | 6 |  |  | 2016 | 32.6594 | 36.2882

## PP Concentric
PolyPro Concentric
UPC-A Listing | Description | Order # | Stock # | Pcs/ Ctn | Lbs/ Ctn | Cube | Plt Qty | M.A.P. | 05/12/2025 MSRP (ea.)
0.9
662492622056 | Basic Horizontal Vent Kit D=60/100 | 2PPC-HVKA | 810005198 | 1 | 12.1 |  |  | 580.8731 | 645.4146
662492216033 | Basic Horizontal Vent Kit D=80/125 | 3PPC-HVKA | 810005867 |  |  |  |  | 674.5624 | 749.5137
662492881576 | Basic Horizontal Vent Kit D=100/150 | 4PPC-HVKA | 810005979 |  |  |  |  | 1086.7949 | 1207.5499
662492361610 | SC Flue Straight Pipe 0.5m D=60/100 | 2PPC-P500 | 810005200 | 1 | 2 |  |  | 108.6795 | 120.755
662492705483 | SC Flue Straight Pipe 0.5m D=80/125 | 3PPC-P500 | 810005869 |  |  |  |  | 140.5338 | 156.1487
662492316016 | SC Flue Straight Pipe 0.5m D=100/150 | 4PPC-P500 | 810005981 | 1 | 3.07 |  |  | 202.3687 | 224.8541
662492109434 | SC Flue Straight Pipe 1.0m D=60/100 | 2PPC-P1000 | 810005199 | 1 | 4 |  |  | 162.0823 | 180.0915
662492835777 | SC Flue Straight Pipe 1.0m D=80/125 | 3PPC-P1000 | 810005868 | 1 | 4.76 |  |  | 186.91 | 207.6778
662492462836 | SC Flue Straight Pipe 1.0m D=100/150 | 4PPC-P1000 | 810005980 | 1 | 5.84 |  |  | 273.5725 | 303.9695
662492285169 | SC 90° Flue Elbow D=60/100 | 2PPC-E90 | 810005196 | 1 | 1.31 |  |  | 135.3809 | 150.4232
662492921784 | 60/100 Concentric Support Elbow | 2PPC-SE90 | 810013584 | 1 |  |  |  | 232.2308 | 258.0342
662492622179 | SC 90° Flue Elbow D=80/125 | 3PPC-E90 | 810005865 | 1 | 1.77 |  |  | 152.7134 | 169.6816
662492921685 | 80/125 Concentric Support Elbow | 3PPC-SE90 | 810013585 | 1 | 3.17 |  |  | 246.5752 | 273.9724
662492589038 | SC 90° Flue Elbow D=100/150 | 4PPC-E90 | 810005977 | 1 | 2.48 |  |  | 204.2425 | 226.9361
662492920947 | 100/150 Concentric Support Elbow | 4PPC-SE90 | 810013586 | 1 |  |  |  | 415.001 | 461.1122
662492867549 | SC 45° Flue Elbow D=60/100 | 2PPC-E45 | 810005195 | 1 | 1 |  |  | 129.2911 | 143.6568
662492164525 | SC 45° Flue Elbow D=80/125 | 3PPC-E45 | 810005864 | 1 | 1.08 |  |  | 148.5911 | 165.1012
662492519844 | SC 45° Flue Elbow D=100/150 | 4PPC-E45 | 810005976 | 1 | 2.2 |  |  | 185.5046 | 206.1163
662492945476 | 2x4 Black Vertical Termination Extension | 24PPS-VTX | 810016965 | 1 |  |  |  | 102.1957 | 113.5508
662492945490 | 3x5 Black Vertical Termination Extension | 35PPS-VTX | 810016966 | 1 |  |  |  | 106.4419 | 118.2687
662492945506 | 4x6 Black Vertical Termination Extension | 46PPS-VTX | 810016967 | 1 |  |  |  | 120.6579 | 134.0643
662492200872 | SC Horiz. Flue Termination D=60/100 | 2PPC-HCT | 810005197 | 1 |  |  |  | 243.592 | 270.6577
662492187135 | SC Horiz. Flue Termination D=80/125 | 3PPC-HCT | 810005866 | 1 | 4.51 |  |  | 264.2036 | 293.5595
662492864678 | SC Horiz. Flue Termination D=100/150 | 4PPC-HCT | 810005978 |  |  |  |  | 372.4146 | 413.794
662492219577 | SC Vertical Flue Terminal D=60/100 | 2PPC-VCT | 810005202 | 1 | 5.64 |  |  | 284.8152 | 316.4614
662492248447 | SC Vertical Flue Terminal D=80/125 | 3PPC-VCT | 810005871 | 1 | 8.95 |  |  | 395.3685 | 439.2983
662492135563 | SC Vertical Flue Terminal D=100/150 | 4PPC-VCT | 810005983 | 1 |  |  |  | 719.5332 | 799.4813
662492921692 | 2x4" PP Condensate Trap | 2PPC-CT | 810013421 | 1 |  |  |  | 144.7956 | 160.884
662492921708 | 3x5" PP Condensate Trap | 3PPC-CT | 810013422 | 1 |  |  |  | 129.8448 | 144.272
662492921715 | 4x6" PP Condensate Trap | 4PPC-CT | 810013423 | 1 |  |  |  | 152.3316 | 169.2573
662492921722 | 2x4" PP Extension w/ SP | 2PPC-ESP | 810013418 | 1 |  |  |  | 185.4554 | 206.0616
662492921739 | 3x5" PP Extension w/ SP | 3PPC-ESP | 810013419 | 1 |  |  |  | 172.6875 | 191.875
662492921746 | 4x6" PP Extension w/ SP | 4PPC-ESP | 810013420 | 1 |  |  |  | 197.0627 | 218.9585
662492921753 | 2x4" PP Tee With Cover | 2PPC-TCD | 810013415 | 1 |  |  |  | 195.6421 | 217.3801
662492921760 | 3x5" PP Tee With Cover | 3PPC-TCD | 810013416 | 1 |  |  |  | 203.2127 | 225.7919
662492921777 | 4x6" PP Tee With Cover | 4PPC-TCD | 810013417 | 1 |  |  |  | 298.9289 | 332.1432
662492321386 | SC Sliding Coupling D=60/100 | 2PPC-TA | 810005201 | 1 |  |  |  | 211.0086 | 234.454
662492586280 | SC Sliding Coupling D=80/125 | 3PPC-TA | 810005870 | 1 |  |  |  | 281.2236 | 312.4706
662492450574 | SC Sliding Coupling D=100/150 | 4PPC-TA | 810005982 | 1 | 3.1 |  |  | 296.8153 | 329.7948
662492920732 | SC Flue Mounting Clip D=100mm | 2PPC-WSM | 810014144 |  |  |  |  | 23.4973 | 26.1081
662492516034 | SC Flue Mounting Clip D=125mm | 3PPC-WSM | 810005872 |  |  |  |  | 42.1601 | 46.8446
662492678848 | SC Flue Mounting Clip D=150mm | 4PPC-WSM | 810005984 |  |  |  |  | 53.8713 | 59.857
662492420546 | SC Flue Adapter D=60/100 to 80/125 | 2PPC-X3INC | 810005203 |  |  |  |  | 192.2503 | 213.6114
662492825334 | SC Flue Adapter D=60/100 to 100/150 | 2PPC-X4INC | 810005204 |  |  |  |  | 264.2036 | 293.5595
662492464915 | SC Flue Adapter D=80/125 to 100/150 | 3PPC-X4INC | 810005873 | 1 | 0.75 |  |  | 278.257 | 309.1744
662492173251 | SC Flue Transition D=110/150 to 100/150 | PPC-VSM-AD | 810006939 | 1 | 1.2 |  |  | 166.9542 | 185.5046
662492922163 | 3X5" Dia. Concentric Reducer 2X4 | 3PPC-X2RED | 810014341 | 1 | 1.32 | 0.148 | 448 | 216.5324 | 240.5915

## DuraFlex Alum
DURAFLEX AL - ALUMINUM GAS RELINING
UPC-A Listing | Description | Order # | Stock # | Pcs/ Ctn | Lbs/ Ctn | Cube | Plt Qty | M.A.P. | 05/12/2025 MSRP (ea.)
0.8
KITS
662492610503 | DuraFlex AL Kit - 3" x 25' (includes: DuraFlex AL Length, DuraFlex AL Cap, DuraFlex Top Plate, and DuraFlex Mortar Sleeve) | 3DFA-25K | 810002973 | 1 | 9.4 | 2.9611 | 40 | 330.101 | 412.6263
662492826201 | DuraFlex AL Kit - 3" x 35' (includes: DuraFlex AL Length, DuraFlex AL Cap, DuraFlex Top Plate, and DuraFlex Mortar Sleeve) | 3DFA-35K | 810002974 | 1 | 11 | 3.1032 | 40 | 389.1354 | 486.4193
662492312308 | DuraFlex AL Kit - 4" x 25' (includes: DuraFlex AL Length, DuraFlex AL Cap, DuraFlex Top Plate, and DuraFlex Mortar Sleeve) | 4DFA-25K | 810002975 | 1 | 11.66 | 2.9611 | 40 | 351.5595 | 439.4494
662492841204 | DuraFlex AL Kit - 4" x 35' (includes: DuraFlex AL Length, DuraFlex AL Cap, DuraFlex Top Plate, and DuraFlex Mortar Sleeve) | 4DFA-35K | 810002976 | 1 | 14.88 | 4.3651 | 40 | 429.4055 | 536.7568
662492736906 | DuraFlex AL Kit - 5" x 25' (includes: DuraFlex AL Length, DuraFlex AL Cap, DuraFlex Top Plate, and DuraFlex Mortar Sleeve) | 5DFA-25K | 810002977 | 1 | 15.74 | 5.3534 | 12 | 415.9821 | 519.9777
662492729106 | DuraFlex AL Kit - 5" x 35' (includes: DuraFlex AL Length, DuraFlex AL Cap, DuraFlex Top Plate, and DuraFlex Mortar Sleeve) | 5DFA-35K | 810002978 | 1 | 18.2 | 5.3534 | 12 | 579.7092 | 724.6365
662492710104 | DuraFlex AL Kit - 5.5" x 25' (includes: DuraFlex AL Length, DuraFlex AL Cap, DuraFlex Top Plate, and DuraFlex Mortar Sleeve) | 55DFA-25K | 810002979 | 1 | 14.86 | 7.1132 | --- | 436.1172 | 545.1464
662492666005 | DuraFlex AL Kit - 5.5" x 35' (includes: DuraFlex AL Length, DuraFlex AL Cap, DuraFlex Top Plate, and DuraFlex Mortar Sleeve) | 55DFA-35K | 810002980 | 1 | 18.72 | 7.1132 | --- | 849.0438 | 1061.3047
662492377505 | DuraFlex AL Kit - 6" x 25' (includes: DuraFlex AL Length, DuraFlex AL Cap, DuraFlex Top Plate, and DuraFlex Mortar Sleeve) | 6DFA-25K | 810002981 | 1 | 21.5 | 7.1132 | 6 | 456.2286 | 570.2857
662492423905 | DuraFlex AL Kit - 6" x 35' (includes: DuraFlex AL Length, DuraFlex AL Cap, DuraFlex Top Plate, and DuraFlex Mortar Sleeve) | 6DFA-35K | 810002982 | 1 | 23.5 | 7.1132 | 6 | 590.4384 | 738.0481
662492569900 | DuraFlex AL Kit - 7" x 25' (includes: DuraFlex AL Length, DuraFlex AL Cap, DuraFlex Top Plate, and DuraFlex Mortar Sleeve) | 7DFA-25K | 810002983 | 1 | 18.5 | 12.8544 | 6 | 540.5583 | 675.6979
662492502402 | DuraFlex AL Kit - 7" x 35' (includes: DuraFlex AL Length, DuraFlex AL Cap, DuraFlex Top Plate, and DuraFlex Mortar Sleeve) | 7DFA-35K | 810002984 | 1 | 22.2 | 12.8544 | 3 | 778.2945 | 972.8681
662492348901 | DuraFlex AL Kit - 8" x 25' (includes: DuraFlex AL Length, DuraFlex AL Cap, DuraFlex Top Plate, and DuraFlex Mortar Sleeve) | 8DFA-25K | 810002985 | 1 | 23.94 | 17.7962 | 6 | 697.8016 | 872.252
662492152508 | DuraFlex AL Kit - 8" x 35' (includes: DuraFlex AL Length, DuraFlex AL Cap, DuraFlex Top Plate, and DuraFlex Mortar Sleeve) | 8DFA-35K | 810002986 | 1 | 28.94 | 17.7962 | 6 | 1188.6613 | 1485.8266
2" DuraFlex AL
662492263310 | DuraFlex AL Length 2" x 5' | 2DFA-5 | 810009362 |  |  |  |  | 34.8964 | 43.6205
662492834183 | DuraFlex AL Length 2" x 25' | 2DFA-25 | 810004434 | 1 | 2.81 | 3.959 | 30 | 156.1154 | 195.1442
662492724927 | DuraFlex AL Length 2" x 35' | 2DFA-35 | 810009458 | 1 | 8 | 2.3 | 40 | 220.3982 | 275.4977
662492383988 | DuraFlex AL Length 2" x 50' | 2DFA-50 | 810009459 |  |  | 2.3 |  | 312.2308 | 390.2885
3" DuraFlex AL
662492383308 | DuraFlex AL Length - 3" x 25' | 3DFA-25 | 810002987 | 1 | 7 | 2.9611 | 40 | 203.9499 | 254.9373
662492664506 | DuraFlex AL Length - 3" x 35' | 3DFA-35 | 810002988 | 1 | 8.22 | 2.9611 | 40 | 257.6197 | 322.0246
662492160404 | DuraFlex AL Length - 3" x 50' | 3DFA-50 | 810002989 | 1 | 12 | 5.3534 | 40 | 391.8295 | 489.7869
662492323007 | DuraFlex AL Cap | 3DFA-VC | 810002990 | 6 | 9 | 1.7945 | 144 | 88.528 | 110.6599
662492353202 | DuraFlex AL Tee | 3DFA-T | 810002991 | 6 |  |  |  | 214.1818 | 267.7273
662492761601 | DuraFlex Al Coupling | 3DFA-FC | 810002992 | 6 | 0.4 | 0.1 |  | 23.7732 | 29.7165
662492710463 | DuraFlex Al to PolyPro Coupling | 3DFA-FCP | 810004452 | 1 |  | 0.2031 |  | 67.9235 | 84.9044
662492228807 | Female Flex Adapter | 3DFA-FA | 810002993 | 6 | 3.84 | 0.3909 | 720 | 28.2647 | 35.3308
662492347294 | Hanger Bracket | DFA-FCB | 810004451 | 6 |  | 0.329 |  | 68.103 | 85.1288
662492729878 | 3" Universal B-Vent - Flex Adapter | 3DFA-ADBV | 810007024 | 6 |  |  |  | 78.0915 | 97.6144
662492205709 | DuraFlex Top Plate | 3DFA-TP | 810002994 | 6 | 2.1492 |  |  | 42.947 | 53.6837
662492729267 | DuraFlex Mortar Sleeve | 3DFS-MS | 810002425 | 6 | 3.36 | 0.6136 | --- | see DFS accessories for pricing | see DFS accessories for pricing
662492581704 | DuraFlex Puller | 3DFS-FP | 810002426 | 6 | 2.76 | 0.3909 | 720 | see DFS accessories for pricing | see DFS accessories for pricing
4" DuraFlex AL
662492878804 | DuraFlex AL Length - 4" x 25' | 4DFA-25 | 810002997 | 1 | 9.28 | 2.9611 | 40 | 257.6197 | 322.0246
662492335703 | DuraFlex AL Length - 4" x 35' | 4DFA-35 | 810002998 | 1 | 11.14 | 4.3651 | 40 | 362.3124 | 452.8904
662492588406 | DuraFlex AL Length - 4" x 50' | 4DFA-50 | 810002999 | 1 | 15.3 | 8.2656 | 18 | 517.9807 | 647.4759
662492122600 | DuraFlex AL Coupling | 4DFA-FC | 810003000 | 6 | 1.02 | 0.2278 | 864 | 25.4713 | 31.8391
662492423479 | DuraFlex AL Coupling to PolyPro | 4DFA-FCP | 810004435 | 1 |  | 0.4115 |  | 51.0773 | 63.8466
662492105108 | DuraFlex AL Tee | 4DFA-T | 810003001 | 1 | 1.8 | 0.731 | --- | 244.5246 | 305.6558
662492747902 | DuraFlex Top Plate | 4DFA-TP | 810003002 | 6 | 5.64 | 3.86 | 72 | 45.611 | 57.0138
662492758403 | DuraFlex AL Cap | 4DFA-VC | 810003003 | 6 | 3.72 | 1.7945 | 300 | 99.2808 | 124.101
662492443705 | Female Flex Adapter | 4DFA-FA | 810003004 | 6 | 4.92 | 0.6136 | 468 | 40.7541 | 50.9426
662492347294 | Hanger Bracket | DFA-FCB | 810004451 | 6 |  | 0.329 |  | 68.103 | 85.1288
662492282656 | 4" Universal Bvent - Flex Adapter | 4DFA-ADBV | 810007025 | 6 |  |  |  | 81.5897 | 101.9871
662492488300 | DuraFlex Mortar Sleeve | 4DFS-MS | 810002433 | 6 | 4.14 | 0.8924 | --- | see DFS accessories for pricing | see DFS accessories for pricing
662492791806 | DuraFlex Puller | 4DFS-FP | 810002434 | 6 | 3.78 | 0.6136 | --- | see DFS accessories for pricing | see DFS accessories for pricing
5" DURAFLEX AL
662492562604 | DuraFlex AL Length - 5" x 25' | 5DFA-25 | 810003007 | 1 | 8.7 | 5.3534 | 16 | 322.0423 | 402.5529
662492352205 | DuraFlex AL Length - 5" x 35' | 5DFA-35 | 810003008 | 1 | 13.54 | 5.3534 | 16 | 456.2286 | 570.2857
662492208700 | DuraFlex AL Length - 5" x 50' | 5DFA-50 | 810003009 | 1 | 18.64 | 8.2656 | --- | 747.1585 | 933.9482
662492653500 | DuraFlex AL Coupling | 5DFA-FC | 810003010 | 6 | 1.44 | 0.3759 | --- | 38.2518 | 47.8148
662492761403 | DuraFlex AL Tee | 5DFA-T | 810003011 | 1 | --- | --- | --- | 177.1268 | 221.4085
662492181201 | DuraFlex Top Plate | 5DFA-TP | 810003012 | 6 | 8.34 | 3.86 | --- | 48.2815 | 60.3519
662492210406 | DuraFlex AL Cap | 5DFA-VC | 810003013 | 6 | 9.6 | 4.012 | --- | 107.3159 | 134.1449
662492466308 | Female Flex Adapter | 5DFA-FA | 810003014 | 6 | 5.82 | 0.8924 | 360 | 47.5465 | 59.4331
662492235690 | 5" Universal Bvent - Flex Adapter | 5DFA-ADBV | 810007026 |  |  |  |  | 101.8853 | 127.3566
662492178607 | DuraFlex Mortar Sleeve | 5DFS-MS | 810002443 | 6 | 5.04 | 1.2234 | 252 | see DFS accessories for pricing | see DFS accessories for pricing
662492434208 | DuraFlex Puller | 5DFS-FP | 810002444 | 6 | 4.92 | 0.8924 | --- | see DFS accessories for pricing | see DFS accessories for pricing
5.5" DURAFLEX AL
662492135532 | DuraFlex AL Length - 5.5" x 25' | 55DFA-25 | 810003017 | 1 | 15.64 | 7.1132 | --- | 347.5505 | 434.4382
662492456804 | DuraFlex AL Length - 5.5" x 35' | 55DFA-35 | 810003018 | 1 | 15.64 | 7.1132 | --- | 483.0753 | 603.8441
662492334140 | DuraFlex AL Length - 5.5" x 50' | 55DFA-50 | 810003019 | 1 | --- | 7.1133 | --- | 711.225 | 889.0312
662492496503 | DuraFlex AL Coupling | 55DFA-FC | 810003020 | 6 | 0.72 | 0.629 | --- | 11.131 | 13.9137
662492355473 | DuraFlex AL Tee | 55DFA-T | 810003021 | 1 | --- | 1.2202 | --- | 196.3015 | 245.3769
662492483800 | DuraFlex Top Plate | 55DFA-TP | 810003022 | 6 | 10.2 | 3.86 | --- | 49.6286 | 62.0357
662492203903 | DuraFlex AL Cap | 55DFA-VC | 810003023 | 6 | 1.5 | 4.0517 | --- | 131.4921 | 164.3652
662492748800 | DuraFlex Mortar Sleeve | 55DFS-MS | 810002452 | 6 | 4.2 | 1.6734 | --- | see DFS accessories for pricing | see DFS accessories for pricing
662492358900 | DuraFlex Puller | 55DFS-FP | 810002453 | 6 | 3.6 | --- | --- | see DFS accessories for pricing | see DFS accessories for pricing
6" DURAFLEX AL
662492803028 | DuraFlex AL Length - 6" x 25' | 6DFA-25 | 810003026 | 1 | 15.04 | 7.1132 | 16 | 375.7164 | 469.6455
662492845301 | DuraFlex AL Length - 6" x 35' | 6DFA-35 | 810003027 | 1 | 15.04 | 7.1132 | 16 | 733.5738 | 916.9673
662492884300 | DuraFlex AL Length - 6" x 50' | 6DFA-50 | 810003028 | 1 | 22.93 | 11.5741 | 6 | 751.4714 | 939.3393
662492596302 | DuraFlex AL Coupling | 6DFA-FC | 810003029 | 6 | 1.5 | 0.629 | --- | 22.9405 | 28.6756
662492153802 | DuraFlex AL Tee | 6DFA-T | 810003030 | 1 | 2.6 | 0.731 | --- | 475.4645 | 594.3307
662492242209 | DuraFlex Top Plate | 6DFA-TP | 810003031 | 6 | 11.52 | 3.86 | 72 | 50.9757 | 63.7196
662492770207 | DuraFlex AL Cap | 6DFA-VC | 810003032 | 6 | 9.6 | 4.012 | 96 | 131.4921 | 164.3652
662492689509 | Female Flex Adapter | 6DFA-FA | 810003033 | 6 | 6.96 | 1.2234 | 252 | 81.5897 | 101.9871
662492174746 | 6" Universal Bvent - Flex Adapter | 6DFA-ADBV | 810007027 |  |  |  |  | 96.3847 | 120.4809
662492441305 | DuraFlex Mortar Sleeve | 6DFS-MS | 810002462 | 6 | 5.64 | 1.6734 | 156 | see DFS accessories for pricing | see DFS accessories for pricing
662492565308 | DuraFlex Puller | 6DFS-FP | 810002463 | 6 | 6.24 | 1.2234 | 252 | see DFS accessories for pricing | see DFS accessories for pricing
7" DURAFLEX AL
662492445716 | DuraFlex AL Length - 7" x 25' | 7DFA-25 | 810003036 | 1 | 20.56 | 12.8544 | 3 | 445.5187 | 556.8983
662492577509 | DuraFlex AL Length - 7" x 35' | 7DFA-35 | 810003037 | 1 | 20.56 | 12.8544 | 3 | 781.1203 | 976.4004
662492482704 | DuraFlex AL Length - 7" x 50' | 7DFA-50 | 810003038 | 1 | 14.4 | 13.6 | --- | 794.412 | 993.0149
662492794203 | DuraFlex AL Coupling | 7DFA-FC | 810003039 | 4 | 1.32 | 0.629 | --- | 71.3197 | 89.1496
662492208809 | DuraFlex AL Tee | 7DFA-T | 810003040 | 1 | --- | 1.6734 | --- | 230.7966 | 288.4957
662492829202 | DuraFlex Top Plate | 7DFA-TP | 810003041 | 6 | 7.26 | 3.86 | --- | 52.2991 | 65.3739
662492464106 | DuraFlex AL Cap | 7DFA-VC | 810003042 | 4 | 7.2 | 6.2293 | --- | 176.6011 | 220.7514
662492167809 | Female Flex Adapter | 7DFA-FA | 810003043 | 4 | 4.72 | 1.5485 | --- | 74.7159 | 93.3948
662492302835 | 7" Universal Bvent - Flex Adapter | 7DFA-ADBV | 810007028 |  |  |  |  | 106.1272 | 132.659
662492789704 | DuraFlex Mortar Sleeve | 7DFS-MS | 810002471 | 4 | 5.2 | --- | --- | see DFS accessories for pricing | see DFS accessories for pricing
662492428108 | DuraFlex Puller | 7DFS-FP | 810002472 | 4 | 5.92 | 0.6945 | 400 | see DFS accessories for pricing | see DFS accessories for pricing
8" DURAFLEX AL
662492103579 | DuraFlex AL Length - 8" x 25' | 8DFA-25 | 810003046 | 1 | 24.5 | 17.7962 | 6 | 849.0438 | 1061.3047
662492770900 | DuraFlex AL Length - 8" x 35' | 8DFA-35 | 810003047 | 1 | 24.5 | 17.7962 | 6 | 896.5902 | 1120.7378
662492379400 | DuraFlex AL Length - 8" x 50' | 8DFA-50 | 810003048 | 1 | 14.4 | 19.9598 | --- | 966.1978 | 1207.7472
662492834206 | DuraFlex AL Coupling | 8DFA-FC | 810003049 | 4 | 1.4 | 0.629 | --- | 125.6585 | 157.0731
662492116203 | DuraFlex AL Tee | 8DFA-T | 810003050 | 1 | --- | --- | --- | 257.6197 | 322.0246
662492381304 | DuraFlex Top Plate | 8DFA-TP | 810003051 | 6 | 7.26 | 5.0148 | --- | 76.5036 | 95.6295
662492138700 | DuraFlex AL Cap | 8DFA-VC | 810003052 | 4 | 7.2 | 5.4074 | --- | 264.9017 | 331.1271
662492756508 | Female Flex Adapter | 8DFA-FA | 810003053 | 4 | 5.4 | 1.5485 | --- | 61.1923 | 76.4904
662492320280 | 8" Universal Bvent - Flex Adapter | 8DFA-ADBV | 810007029 |  |  |  |  | 114.5455 | 143.1819
662492531808 | DuraFlex Mortar Sleeve | 8DFS-MS | 810002479 | 4 | 5.2 | --- | --- | see DFS accessories for pricing | see DFS accessories for pricing
662492536704 | DuraFlex Puller | 8DFS-FP | 810002480 | 4 | 7.04 | 0.6945 | 400 | see DFS accessories for pricing | see DFS accessories for pricing

## Universal Vent Cap
UNIVERSAL VENT CAPS
| UPC-A Listing | Description | BV Order# | BV Stock# | Pcs/Ctn | Lbs/ Ctn | Cube | Plt Qty | M.A.P. | 05/12/2025 MSRP (ea.)
0.8
| 053713035296 | 3"-4" UNIVERSAL GAS VENT CAP | 34UGVC | 34UGVC | 6 |  | 0.578 | 40 | 45.78 | 57.225
| 053713035302 | 5"-6" UNIVERSAL GAS VENT CAP | 56UGVC | 56UGVC | 6 |  | 0.48 | 40 | 54.936 | 68.67
| 053713035319 | 7"-8" UNIVERSAL GAS VENT CAP | 78UGVC | 78UGVC | 4 |  | 0.961 | 40 | 79.6572 | 99.5715
NEW - 2025 | 053713133954 | 3"-4" UNIVERSAL VENT CAP 12 PACK | 34UGVC-12 | 34UGVC-12 | 12 |  | 0.2237 | 96 | 45.78 | 57.225 | Call for Availability
NEW - 2025 | 053713133961 | 5"-6" UNIVERSAL VENT CAP 12 PACK | 56UGVC-12 | 56UGVC-12 | 12 |  | 0.4797 | 48 | 54.936 | 68.67 | Call for Availability
NEW - 2025 | 053713133978 | 7"-8" UNIVERSAL VENT CAP 12 PACK | 78UGVC-12 | 78UGVC-12 | 12 |  | 0.9609 | 24 | 79.6572 | 99.5715 | Call for Availability

## New 3-8 BV Round Gas Vent
BV GAS VENT PRODUCT 3"- 8" - Please Note Transitions to New Part Numbers
| UPC-A Listing | New UPC-A Listing | Description | BV Order# | BV Stock# | New BV Order# | New BV Stock # | Pcs/Ctn | Lbs/ Ctn | Cube | Plt Qty | M.A.P. | 05/12/2025 MSRP (ea.)
0.8
ROUND GAS VENT KITS
| 662492957653 |  | 3" BVENT ROOF TOP TERM KIT (Includes: DuraCap, Storm Collar, Adjustable Roof Flashing, Draft Hood Connector) | 3BVK | 810017731 |  |  | 1 |  |  |  | 124.0122 | 155.0152
| 662492952078 |  | 4" BVENT ROOF TOP TERM KIT (Includes: DuraCap, Storm Collar, Adjustable Roof Flashing, Draft Hood Connector) | 4BVK | 810017730 |  |  | 1 |  |  |  | 143.7231 | 179.6539
| 662492957646 |  | 5" BVENT ROOF TOP TERM KIT (Includes: DuraCap, Storm Collar, Adjustable Roof Flashing, Draft Hood Connector) | 5BVK | 810017732 |  |  | 1 |  |  |  | 176.8425 | 221.0531
| 662492957639 |  | 6" BVENT ROOF TOP TERM KIT (Includes: DuraCap, Storm Collar, Adjustable Roof Flashing, Draft Hood Connector) | 6BVK | 810017733 |  |  | 1 |  |  |  | 223.5453 | 279.4316
| 662492958124 |  | 4" Vertical Unit Heater BVent Kit (includes 1-12” and 3- 24” Galvalume Pipe Lengths, 90° Elbow, 4” Diameter Draft Hood Connector, Adjustable Flashing, Storm Collar, and DuraCap | 4BVKNT | 810018522 |  |  | 1 |  |  |  | call for pricing | call for pricing
| 662492142240 |  | 4” Horizontal Unit Heater Pellet Kit (includes 4” Appliance Adapter, 1-12” and 3-24” Pipe Lengths, 45° Elbow, Horizontal Round Cap, and Wall Thimble | 4UHK-KVNT | 810006013 |  |  | 1 | 17 | 2.6 | 20 | call for pricing | call for pricing
3" ROUND GAS VENT
| 662492957615 |  | 3" BVENT 6" LENGTH | 3BV06 | 810017737 |  |  | 6 | 38.1797 |  | 936 | 47.6194 | 59.5242
| 662492957608 |  | 3" BVENT 6" LENGTH CANADA | 3BV06C | 810017738 |  |  | 6 | 46.8285 |  | 936 | 47.6194 | 59.5242
| 662492957592 |  | 3" BVENT 12" LENGTH | 3BV12 | 810017739 |  |  | 6 | 11.0552 |  | 756 | 22.5945 | 28.2431
| 662492957585 |  | 3" BVENT 12" LENGTH CANADA | 3BV12C | 810017740 |  |  | 6 | 12.8256 |  | 480 | 22.5945 | 28.2431
| 662492957578 |  | 3" BVENT 18" LENGTH | 3BV18 | 810017742 |  |  | 6 | 0.88129 |  | 504 | 29.206 | 36.5075
| 662492957561 |  | 3" BVENT 18" LENGTH CANADA | 3BV18C | 810017743 |  |  | 6 | 6.4377 |  | 360 | 29.206 | 36.5075
| 662492957554 |  | 3" BVENT 24" LENGTH | 3BV24 | 810017745 |  |  | 6 | 7.9631 |  | 378 | 36.2912 | 45.364
| 662492957547 |  | 3" BVENT 36" LENGTH | 3BV36 | 810017747 |  |  | 6 | 6.5991 |  | 252 | 46.7955 | 58.4944
| 662492957530 |  | 3" BVENT 36" LENGTH CANADA | 3BV36C | 810017748 |  |  | 6 | 6.7491 |  | 180 | 46.7955 | 58.4944
| 662492957523 |  | 3" BVENT 48" LENGTH | 3BV48 | 810017750 |  |  | 6 | 6.494 |  | 126 | 62.2944 | 77.868
| 662492957516 |  | 3" BVENT 48" LENGTH CANADA | 3BV48C | 810017751 |  |  | 6 | 6.494 |  | 126 | 62.2944 | 77.868
| 662492957509 |  | 3" BVENT 60" LENGTH | 3BV60 | 810017753 |  |  | 6 | 3.9843 |  | 126 | 76.5576 | 95.697
| 662492957493 |  | 3" BVENT 60" LENGTH CANADA | 3BV60C | 810017754 |  |  | 6 | 9.0846 |  | 120 | 76.5576 | 95.697
| 662492957486 |  | 3" BVENT 12" ADJ LENGTH | 3BV12A | 810017756 |  |  | 6 | 2.3346 |  | 576 | 31.0185 | 38.7731
| 662492957479 |  | 3" BVENT 18" ADJ LENGTH | 3BV18A | 810017758 |  |  | 6 | 22.9941 |  | 360 | 69.4518 | 86.8147
| 662492957448 |  | 3" BVENT 90° ADJ ELBOW | 3BVL90 | 810017761 |  |  | 6 | 7.5372 |  | 672 | 64.8278 | 81.0348
| 662492957431 |  | 3" BVENT 45/60° ADJ ELBOW | 3BVL45 | 810017763 |  |  | 6 | 1.8661 |  | 672 | 37.3005 | 46.6256
| 662492957424 |  | 3" BVENT STANDARD TEE | 3BVT | 810017765 |  |  | 6 | 12.628 |  | 432 | 82.2525 | 102.8157
| 662492957417 |  | 3" BVENT TEE CAP | 3BVTC | 810017767 |  |  | 6 | 10.847 |  | 0 | 6.6424 | 8.303
| 662492957400 |  | 3" BVENT DRAFT HOOD CONNECTOR | 3BVC | 810017769 |  |  | 6 | 10.3907 |  | 1440 | 25.7252 | 32.1564
| 662492957394 |  | 3"X4" BVENT INCREASER | 3BVX4 | 810017771 |  |  | 6 | 28.3964 |  | 864 | 51.6872 | 64.609
| 662492957387 |  | 3"X5" BVENT INCREASER | 3BVX5 | 810017772 |  |  | 6 | 5.9465 |  | 486 | 56.7333 | 70.9167
| 662492957325 |  | 3"X4" BVENT BELL TYPE INCREASER | 3BVBTI4 | 810017780 |  |  | 12 |  |  |  | 24.3555 | 30.4444
| 662492957370 |  | 3"X4" BVENT LOW PROFILE INCREASER | 3BVLX4 | 810017775 |  |  | 6 | 17.3005 |  | 1764 | 73.4372 | 91.7965
| 662492957363 |  | 3"X5" BVENT LOW PROFILE INCREASER | 3BVLX5 | 810017776 |  |  | 6 | 23.72 |  | 1764 | 81.923 | 102.4037
| 662492957356 |  | 3"X6" BVENT LOW PROFILE INCREASER | 3BVLX6 | 810017777 |  |  | 6 | 28.8563 |  | 1764 | 83.4265 | 104.2832
| 662492957349 |  | 3"X7" BVENT LOW PROFILE INCREASER | 3BVLX7 | 810017778 |  |  | 4 | 17.3005 |  | 720 | 84.3328 | 105.416
| 662492957332 |  | 3"X8" BVENT LOW PROFILE INCREASER | 3BVLX8 | 810017779 |  |  | 4 | 8.7149 |  | 720 | 86.2586 | 107.8232
| 662492957318 |  | 3"X4" BVENT APPL INCREASER | 3BVAX4 | 810017781 |  |  | 12 | 10.7149 |  | 0 | 70.4507 | 88.0634
| 662492957134 |  | 3"X4" BVENT APPL INCREASER RHEEM/RUUD | 3BVRRAX4 | 810017809 |  |  | 12 | 16.9613 |  | 0 | 70.4507 | 88.0634
| 662492957295 |  | 3" BVENT 1/4" UNIV ADAPTER FEMALE | 3BVAF | 810017784 |  |  | 6 | 1.37 | 1.04 |  | 39.1747 | 48.9684
| 662492957288 |  | 3" BVENT 1/4" UNIV ADAPTER MALE | 3BVAM | 810017786 |  |  | 6 | 0.6 | 0.278 |  | 54.4265 | 68.0332
| 662492729878 |  | 3" UNIV BVENT TO ALUMINUM FLEX ADAPTER | 3DFA-ADBV | 810007024 |  |  |  |  | 0.3909 |  |  | See DFA accessories for pricing
| 662492957271 |  | 3" BVENT WALL BAND | 3BVWS | 810017788 |  |  | 6 | 3.2363 |  | 540 | 37.9492 | 47.4366
| 662492957264 |  | 3" BVENT WALL SUPPORT/BAND ASSEMBLY | 3BVWSB | 810017789 |  |  | 6 | 20.6258 |  | 420 | 92.417 | 115.5212
| 662492957233 |  | 3" BVENT ROOF SUPPORT | 3BVS | 810017794 |  |  | 1 |  |  |  | 28.9897 | 36.2372
| 662492957226 |  | 3" BVENT FIRESTOP SPACER | 3BVFS | 810017795 |  |  | 6 | 15.288 |  | 900 | 16.5803 | 20.7253
| 662492957202 |  | 3" BVENT QUICK GRIP FIRESTOP/SUPPORT UL | 3BVFSPU | 810017797 |  |  | 10 | 11.7185 |  | 0 | 56.8775 | 71.0969
| 662492957240 |  | 3" BVENT SUPPORT ASSEMBLY | 3BVVS | 810017792 |  |  | 6 | 8.4514 |  | 360 | 57.2586 | 71.5732
| 662492957257 |  | 3" BVENT SUPPORT COLLAR & HARDWARE | 3BVVSC | 810017790 |  |  | 6 | 67.1355 |  | 900 | 32.0174 | 40.0218
| 662492957196 |  | 3"-4" BVENT ROUND SUPPORT | 3BVRS4 | 810017798 |  |  | 1 |  |  |  | 61.2234 | 76.5293
| 662492957189 |  | 3" BVENT PIPE COLLAR | 3BVPC | 810017799 |  |  | 6 | 20.7218 |  | 720 | 9.6083 | 12.0104
| 662492957172 |  | 3" BVENT WALL THIMBLE | 3BVWT | 810017801 |  |  | 6 | 22.3246 |  | 504 | 43.1087 | 53.8859
| 662492957103 |  | 3-4" BVENT ADJ ATTIC INSULATION SHIELD | 3BVIS | 810017812 | [6 empty] | 145.3296 | 181.6621
| 662492957165 |  | 3" BVENT STORM COLLAR | 3BVSC | 810017804 |  |  | 6 | 28.5542 |  | 2520 | 6.3026 | 7.8782
| 662492957301 |  | 3" BVENT 0/12-6/12 ADJ ROOF FLASHING | 3BVF | 810017782 |  |  | 6 | 10.2507 |  | 510 | 25.0249 | 31.2811
| 662492957141 |  | 3" BVENT 7/12-12/12 STEEP ROOF FLASHING | 3BVFSR | 810017807 |  |  | 6 | 38.9458 |  | 240 | 69.565 | 86.9563
| 662492957158 |  | 3" BVENT TALL CONE ADJ ROOF FLASHING | 3BVFTA | 810017806 |  |  | 6 | 41.3414 |  | 168 | 96.3921 | 120.4901
| 662492957127 |  | 3" BVENT TALL CONE FLAT ROOF FLASHING | 3BVFF | 810017810 |  |  | 6 | 47.1613 |  | 96 | 50.5029 | 63.1286
| 662492957110 |  | 3" BVENT FHA ROOF FLASHING | 3BVFHA | 810017811 |  |  | 12 |  |  |  | 30.5448 | 38.181
| 662492957219 |  | 3" BVENT ADJ ROOF FLASHING ALUMINUM | 3BVFDSA | 810017796 |  |  | 12 |  |  |  | 79.4411 | 99.3014
| 662492957097 |  | 3" BVENT DURACAP | 3BVDC | 810017813 |  |  | 6 |  |  |  | 35.4159 | 44.2698
NEW | 662492962985 |  | 3” BVENT LOW PROFILE HIGH WIND CAP | 3BVLHWT | 810018675 |  |  | 6 | 0.442 | 0.24 |  | 39.618 | 49.5225
| 662492957080 |  | 3" BVENT HIGH WIND CAP | 3BVVTH | 810017815 |  |  | 6 |  |  |  | 54.5514 | 68.1893
4" ROUND GAS VENT
| 662492957073 |  | 4" BVENT 6" LENGTH | 4BV06 | 810017817 |  |  | 6 | 15.138 |  | 936 | 28.4027 | 35.5034
| 662492957066 |  | 4" BVENT 6" LENGTH CANADA | 4BV06C | 810017818 |  |  | 6 | 17.5704 |  | 936 | 28.4027 | 35.5034
| 662492957059 |  | 4" BVENT 12" LENGTH | 4BV12 | 810017819 |  |  | 6 | 1.1313 |  | 546 | 27.5068 | 34.3835
| 662492957042 |  | 4" BVENT 12" LENGTH CANADA | 4BV12C | 810017820 |  |  | 6 | 8.754 |  | 546 | 27.5068 | 34.3835
| 662492957035 |  | 4" BVENT 18" LENGTH | 4BV18 | 810017822 |  |  | 6 | 12.1093 |  | 312 | 33.521 | 41.9012
| 662492957028 |  | 4" BVENT 18" LENGTH CANADA | 4BV18C | 810017823 |  |  | 6 | 11.6793 |  | 312 | 33.521 | 41.9012
| 662492957011 |  | 4" BVENT 24" LENGTH | 4BV24 | 810017825 |  |  | 6 | 6.1293 |  | 234 | 43.1705 | 53.9631
| 662492957004 |  | 4" BVENT 24" LENGTH CANADA | 4BV24C | 810017826 |  |  | 6 | 1.2653 |  | 234 | 43.1705 | 53.9631
| 662492956991 |  | 4" BVENT 36" LENGTH | 4BV36 | 810017828 |  |  | 6 | 8.4846 |  | 156 | 59.3697 | 74.2121
| 662492956984 |  | 4" BVENT 36" LENGTH CANADA | 4BV36C | 810017829 |  |  | 6 | 2.7846 |  | 156 | 59.3697 | 74.2121
| 662492956977 |  | 4" BVENT 48" LENGTH | 4BV48 | 810017831 |  |  | 6 | 6.197 |  | 78 | 76.8253 | 96.0317
| 662492956960 |  | 4" BVENT 48" LENGTH CANADA | 4BV48C | 810017832 |  |  | 6 | 6.197 |  | 78 | 76.8253 | 96.0317
| 662492956953 |  | 4" BVENT 60" LENGTH | 4BV60 | 810017834 |  |  | 6 | 11.3182 |  | 78 | 92.8907 | 116.1134
| 662492956946 |  | 4" BVENT 60" LENGTH CANADA | 4BV60C | 810017835 |  |  | 6 | 16.8593 |  | 78 | 92.8907 | 116.1134
| 662492956915 |  | 4" BVENT 12" ADJ LENGTH | 4BV12A | 810017840 |  |  | 6 | 21.7406 |  | 504 | 37.6094 | 47.0118
| 662492956908 |  | 4" BVENT 18" ADJ LENGTH | 4BV18A | 810017841 |  |  | 6 | 31.596 |  | 252 | 77.8861 | 97.3576
| 662492956892 |  | 4" BVENT 90° ADJ ELBOW | 4BVL90 | 810017843 |  |  | 6 | 11.5682 |  | 432 | 76.7327 | 95.9158
| 662492956885 |  | 4" BVENT 45/60° ADJ ELBOW | 4BVL45 | 810017845 |  |  | 6 | 13.2867 |  | 540 | 45.2713 | 56.5892
| 662492956878 |  | 4" BVENT STANDARD TEE | 4BVT | 810017847 |  |  | 6 | 8.147 |  | 0 | 94.6929 | 118.3661
| 662492956861 |  | 4"X4"X3" BVENT REDUCING TEE | 4BVTR3 | 810017849 |  |  | 6 | 34.1476 |  | 0 | 176.6056 | 220.757
| 662492956854 |  | 4" BVENT TEE CAP | 4BVTC | 810017851 |  |  | 6 | 18.721 |  | 2100 | 7.734 | 9.6675
| 662492956557 |  | 4"X4"X3" BVENT WYE 4" BRANCH 3" BASE | 4BVY43 | 810017896 |  |  | 3 |  |  |  | 218.6124 | 273.2655
| 662492956526 |  | 4"X4"X4" BVENT WYE 4" BRANCH 4" BASE | 4BVY44 | 810017901 |  |  | 3 |  |  |  | 136.0509 | 170.0636
| 662492956595 |  | 4"X3"X4" BVENT WYE 3" BRANCH 4" BASE | 4BVY34 | 810017888 |  |  | 3 |  |  |  | 136.0509 | 170.0636
| 662492956823 |  | 4" BVENT DRAFT HOOD CONNECTOR | 4BVC | 810017857 |  |  | 6 | 7.222 |  | 1014 | 27.826 | 34.7825
| 662492956816 |  | 4" EXTENDED DRAFT HOOD CONNECTOR | 4BVCE | 810017859 |  |  | 6 | 11.895 |  | 702 | 27.8775 | 34.8469
| 662492956809 |  | 4"X5" BVENT INCREASER | 4BVX5 | 810017860 |  |  | 6 | 21.1836 |  | 576 | 51.2135 | 64.0168
| 662492956793 |  | 4"X6" BVENT INCREASER | 4BVX6 | 810017861 |  |  | 6 | 26.3709 |  | 864 | 54.1176 | 67.647
NEW | 662492956786 | 662492963296 | 4"X10" BVENT INCREASER | 4BVX10 | 810017862 | 4BVX10-1 | 810018707 | 1 |  |  |  | 187.666 | 234.5825
| 662492956731 |  | 4"X5" BVENT BELL TYPE INCREASER | 4BVBTI5 | 810017869 |  |  | 6 |  |  |  | 25.5921 | 31.9901
| 662492956724 |  | 4"X6" BVENT BELL TYPE INCREASER | 4BVBTI6 | 810017870 | [6 empty] | 54.4208 | 68.026
| 662492956779 |  | 4"X5" BVENT LOW PROFILE INCREASER | 4BVLX5 | 810017865 |  |  | 6 | 11.0185 |  | 300 | 70.0697 | 87.5871
| 662492956762 |  | 4"X6" BVENT LOW PROFILE INCREASER | 4BVLX6 | 810017866 |  |  | 6 | 19.243 |  | 0 | 73.6535 | 92.0668
| 662492956755 |  | 4"X7" BVENT LOW PROFILE INCREASER | 4BVLX7 | 810017867 |  |  | 4 | 21.743 |  | 0 | 84.5079 | 105.6348
| 662492956748 |  | 4"X8" BVENT LOW PROFILE INCREASER | 4BVLX8 | 810017868 |  |  | 4 | 21.5269 |  | 0 | 86.2586 | 107.8232
| 662492956717 |  | 4"X3" BVENT REDUCER | 4BVR3 | 810017871 |  |  | 6 | 14.4558 |  | 810 | 79.2763 | 99.0954
| 662492956830 |  | 4" BVENT 1/4" UNIV ADAPTER FEMALE | 4BVAF | 810017855 |  |  | 6 |  |  |  | 40.081 | 50.1012
| 662492956700 |  | 4" BVENT 1/4" UNIV ADAPTER MALE | 4BVAM | 810017873 |  |  | 6 |  |  |  | 34.7671 | 43.4588
| 662492282656 |  | 4" UNIV BVENT TO ALUMINUM FLEX ADAPTER | 4DFA-ADBV | 810007025 |  |  |  |  | 0.6373 |  |  | See DFA accessories for pricing
| 662492956656 |  | 4" BVENT WALL BAND | 4BVWS | 810017880 |  |  | 6 | 10.1355 |  | 450 | 43.0984 | 53.873
| 662492956649 |  | 4" BVENT WALL SUPPORT/BAND ASSEMBLY | 4BVWSB | 810017881 |  |  | 6 | 3.3153 |  | 420 | 93.7969 | 117.2462
| 662492956618 |  | 4" BVENT ROOF SUPPORT | 4BVS | 810017886 |  |  | 6 |  |  |  | 29.8342 | 37.2927
| 662492956601 |  | 4" BVENT FIRESTOP SPACER | 4BVFS | 810017887 |  |  | 6 | 10.2944 |  | 300 | 16.5803 | 20.7253
| 662492956687 |  | 4" BVENT QUICK GRIP FIRESTOP/SUPPORT UL | 4BVFSPU | 810017876 |  |  | 10 | 8.7712 |  | 0 | 61.2028 | 76.5035
| 662492956625 |  | 4" BVENT SUPPORT ASSEMBLY | 4BVVS | 810017884 |  |  | 6 | 7.7797 |  | 420 | 59.4006 | 74.2508
| 662492956632 |  | 4" BVENT SUPPORT COLLAR & HARDWARE | 4BVVSC | 810017882 |  |  | 6 | 2.2346 |  | 1656 | 41.1829 | 51.4786
| 662492957196 |  | 3"-4" BVENT ROUND SUPPORT | 3BVRS4 | 810017798 |  |  | 1 |  |  |  | 61.2234 | 76.5293
| 662492956588 |  | 4" BVENT PIPE COLLAR | 4BVPC | 810017889 |  |  | 6 | 3.3977 |  | 720 | 9.7422 | 12.1777
| 662492956571 |  | 4" BVENT WALL THIMBLE | 4BVWT | 810017891 |  |  | 6 | 12.8091 |  | 420 | 44.293 | 55.3662
| 662492957103 |  | 3-4" BVENT ADJ ATTIC INSULATION SHIELD | 3BVIS | 810017812 |  |  | 1 |  |  |  | 145.3296 | 181.6621
| 662492956564 |  | 4" BVENT STORM COLLAR | 4BVSC | 810017893 |  |  | 6 | 13.6718 |  | 2280 | 7.6516 | 9.5645
| 662492956847 |  | 4" BVENT 0/12-6/12 ADJ ROOF FLASHING | 4BVF | 810017853 |  |  | 6 | 0.71129 |  | 288 | 28.2482 | 35.3103
| 662492956540 |  | 4" BVENT 7/12-12/12 STEEP ROOF FLASHING | 4BVFSR | 810017897 |  |  | 6 | 12.6316 |  | 240 | 73.2003 | 91.5004
| 662492956670 |  | 4" BVENT TALL CONE ADJ ROOF FLASHING | 4BVFTA | 810017878 |  |  | 6 | 10.0355 |  | 168 | 104.0849 | 130.1062
| 662492956533 |  | 4" BVENT TALL CONE FLAT ROOF FLASHING | 4BVFF | 810017900 |  |  | 6 | 15.9573 |  | 96 | 57.3932 | 71.7415
| 662492956694 |  | 4" BVENT ADJ ROOF FLASHING ALUMINUM | 4BVFDSA | 810017875 |  |  | 12 |  |  |  | 88.8229 | 111.0286
| 662492956519 |  | 4" BVENT DURACAP | 4BVDC | 810017902 |  |  | 6 |  |  |  | 37.4755 | 46.8444
NEW | 662492962992 |  | 4” BVENT LOW PROFILE HIGH WIND CAP | 4BVLHWT | 810018676 |  |  | 6 | 0.686 | 0.365 |  | 42.4106 | 53.0132
| 662492956502 |  | 4" BVENT HIGH WIND CAP | 4BVVTH | 810017904 |  |  | 6 |  |  |  | 60.9606 | 76.2008
| 662492956496 |  | 4" BVENT FHA ROOF FLASHING | 4BVFHA | 810017906 |  |  | 12 |  |  |  | 38.2582 | 47.8227
5" ROUND GAS VENT
| 662492956489 |  | 5" BVENT 6" LENGTH | 5BV06 | 810017907 |  |  | 6 | 19.1831 |  | 864 | 32.7383 | 40.9229
| 662492956472 |  | 5" BVENT 6" LENGTH CANADA | 5BV06C | 810017908 |  |  | 6 | 22.1088 |  | 864 | 32.7383 | 40.9229
| 662492956465 |  | 5" BVENT 12" LENGTH | 5BV12 | 810017909 |  |  | 6 | 15.4345 | 1.409 | 378 | 33.4489 | 41.8111
| 662492956458 |  | 5" BVENT 12" LENGTH CANADA | 5BV12C | 810017910 |  |  | 4 | 18.8278 |  | 312 | 33.4489 | 41.8111
| 662492956441 |  | 5" BVENT 18" LENGTH | 5BV18 | 810017912 |  |  | 6 | 23.3172 |  | 312 | 39.5764 | 49.4705
| 662492956434 |  | 5" BVENT 18" LENGTH CANADA | 5BV18C | 810017913 |  |  | 4 | 22.2085 |  | 208 | 39.5764 | 49.4705
| 662492956427 |  | 5" BVENT 24" LENGTH | 5BV24 | 810017915 |  |  | 6 | 7.4845 |  | 234 | 52.3978 | 65.4972
| 662492956410 |  | 5" BVENT 24" LENGTH CANADA | 5BV24C | 810017916 |  |  | 4 | 12.267 |  | 156 | 52.3978 | 65.4972
| 662492956403 |  | 5" BVENT 36" LENGTH | 5BV36 | 810017918 |  |  | 6 | 15.3761 |  | 156 | 70.564 | 88.205
| 662492956397 |  | 5" BVENT 36" LENGTH CANADA | 5BV36C | 810017919 |  |  | 4 | 23.0121 |  | 104 | 70.564 | 88.205
| 662492956380 |  | 5" BVENT 48" LENGTH | 5BV48 | 810017921 |  |  | 6 | 11.917 |  | 78 | 90.831 | 113.5388
| 662492956373 |  | 5" BVENT 48" LENGTH CANADA | 5BV48C | 810017922 |  |  | 4 | 11.917 |  | 78 | 90.831 | 113.5388
| 662492956366 |  | 5" BVENT 60" LENGTH | 5BV60 | 810017924 |  |  | 6 | 6.0271 |  | 78 | 107.2568 | 134.071
| 662492956359 |  | 5" BVENT 60" LENGTH CANADA | 5BV60C | 810017925 |  |  | 4 | 6.9066 |  | 52 | 107.2568 | 134.071
| 662492956342 |  | 5" BVENT 12" ADJ LENGTH | 5BV12A | 810017928 |  |  | 6 | 8.2372 |  | 504 | 43.5515 | 54.4394
| 662492956335 |  | 5" BVENT 18" ADJ LENGTH | 5BV18A | 810017930 |  |  | 6 | 27.9414 |  | 252 | 86.0835 | 107.6044
| 662492956328 |  | 5" BVENT 90° ADJ ELBOW | 5BVL90 | 810017931 |  |  | 6 | 5.8345 |  | 240 | 94.9915 | 118.7394
| 662492956311 |  | 5" BVENT 45/60° ADJ ELBOW | 5BVL45 | 810017933 |  |  | 6 | 4.9925 |  | 240 | 52.0167 | 65.0209
| 662492956304 |  | 5" BVENT STANDARD TEE | 5BVT | 810017935 |  |  | 6 | 21.7578 |  | 0 | 105.5164 | 131.8955
| 662492956298 |  | 5"X5"X4" BVENT REDUCING TEE | 5BVTR4 | 810017937 |  |  | 6 | 36.0362 |  | 0 | 111.7469 | 139.6836
| 662492956281 |  | 5"X5"X3" BVENT REDUCING TEE | 5BVTR3 | 810017938 |  |  | 6 | 53.0409 |  | 144 | 118.7394 | 148.4243
| 662492956274 |  | 5" BVENT TEE CAP | 5BVTC | 810017941 |  |  | 6 | 24.743 |  | 2376 | 9.5465 | 11.9332
| 662492956151 |  | 5"X3"X4" BVENT WYE 3" BRANCH 4" BASE | 5BVY34 | 810017961 |  |  | 3 |  |  |  | 128.5743 | 160.7179
| 662492956076 |  | 5"X4"X4" BVENT WYE 4" BRANCH 4" BASE | 5BVY44 | 810017972 |  |  | 3 |  |  |  | 142.271 | 177.8388
| 662492956007 |  | 5"X4"X5" BVENT WYE 4" BRANCH 5" BASE | 5BVY45 | 810017985 |  |  | 3 |  |  |  | 156.4621 | 195.5776
| 662492956083 |  | 5"X3"X5" BVENT WYE 3" BRANCH 5" BASE | 5BVY35 | 810017971 |  |  | 3 |  |  |  | 148.9135 | 186.1418
| 662492956243 |  | 5" BVENT DRAFT HOOD CONNECTOR | 5BVC | 810017948 |  |  | 6 | 5.2303 |  | 864 | 28.2894 | 35.3618
| 662492956236 |  | 5"X6" BVENT INCREASER | 5BVX6 | 810017950 |  |  | 6 | 35.3964 |  | 0 | 52.9848 | 66.231
| 662492956229 |  | 5"X6" BVENT LOW PROFILE INCREASER | 5BVLX6 | 810017951 |  |  | 6 | 42.2847 |  | 2016 | 72.9429 | 91.1786
| 662492956212 |  | 5"X7" BVENT LOW PROFILE INCREASER | 5BVLX7 | 810017952 |  |  | 4 | 9.7712 |  | 720 | 84.6932 | 105.8666
| 662492956205 |  | 5"X8" BVENT LOW PROFILE INCREASER | 5BVLX8 | 810017953 |  |  | 4 | 19.0887 |  | 720 | 86.7323 | 108.4154
| 662492956199 |  | 5"X4" BVENT REDUCER | 5BVR4 | 810017955 |  |  | 6 | 4.2936 |  | 0 | 105.5782 | 131.9727
| 662492956267 |  | 5" BVENT 1/4" UNIV ADAPTER FEMALE | 5BVAF | 810017944 |  |  | 6 |  |  |  | 40.9975 | 51.2469
| 662492956250 |  | 5" BVENT 1/4" UNIV ADAPTER MALE | 5BVAM | 810017946 | [6 empty] | 37.0945 | 46.3681
| 662492235690 |  | 5" UNIV BVENT TO ALUMINUM FLEX ADAPTER | 5DFA-ADBV | 810007026 |  |  | 6 |  | 0.8925 |  |  | See DFA accessories for pricing
| 662492956144 |  | 5" BVENT WALL BAND | 5BVWS | 810017963 |  |  | 6 | 1.6225 | 0.38 | 1530 | 48.2475 | 60.3094
| 662492956137 |  | 5" BVENT WALL SUPPORT/BAND ASSEMBLY | 5BVWSB | 810017964 |  |  | 6 | 5.2784 |  |  | 98.184 | 122.73
| 662492956106 |  | 5" BVENT ROOF SUPPORT | 5BVS | 810017969 |  |  | 6 |  |  |  | 30.6169 | 38.2711
| 662492956090 |  | 5" BVENT FIRESTOP SPACER | 5BVFS | 810017970 |  |  | 6 | 14.9556 |  | 324 | 16.5803 | 20.7253
| 662492956175 |  | 5" BVENT QUICK GRIP FIRESTOP/SUPPORT UL | 5BVFSPU | 810017958 |  |  | 10 | 39.743 |  | 0 | 65.559 | 81.9487
| 662492956113 |  | 5" BVENT SUPPORT ASSEMBLY | 5BVVS | 810017967 |  |  | 6 | 8.9518 |  | 360 | 61.0277 | 76.2847
| 662492956120 |  | 5" BVENT SUPPORT COLLAR & HARDWARE | 5BVVSC | 810017965 |  |  | 6 | 2.754 |  | 1656 | 42.0686 | 52.5857
| 662492956069 |  | 5"-6" BVENT ROUND SUPPORT | 5BVRS6 | 810017973 |  |  | 1 |  |  |  | 41.0078 | 51.2598
| 662492956052 |  | 5" BVENT PIPE COLLAR | 5BVPC | 810017974 |  |  | 6 | 42.0108 |  | 720 | 10.1232 | 12.654
| 662492956045 |  | 5" BVENT WALL THIMBLE | 5BVWT | 810017976 |  |  | 6 | 18.7492 |  | 420 | 49.2465 | 61.5581
| 662492955727 |  | 5-6" BVENT ADJ ATTIC INSULATION SHIELD | 5BVIS | 810018031 |  |  | 1 |  |  |  | 165.9983 | 207.4979
| 662492956038 |  | 5" BVENT STORM COLLAR | 5BVSC | 810017979 |  |  | 6 | 51.7514 |  | 720 | 15.396 | 19.245
| 662492956021 |  | 5" BVENT 0/12-6/12 ADJ FLASHING | 5BVF | 810017981 |  |  | 6 | 14.9556 |  | 450 | 44.8491 | 56.0614
| 662492956014 |  | 5" BVENT 7/12-12/12 STEEP ROOF FLASHING | 5BVFSR | 810017983 |  |  | 6 | 3.5109 |  | 240 | 81.4699 | 101.8373
| 662492955994 |  | 5" BVENT TALL CONE FLAT ROOF FLASHING | 5BVFF | 810017986 |  |  | 6 | 3.77 |  | 96 | 71.4187 | 89.2734
| 662492956168 |  | 5" BVENT TALL CONE ADJ ROOF FLASHING | 5BVFTA | 810017960 |  |  | 6 | 13.0397 |  | 168 | 110.1403 | 137.6754
| 662492956182 |  | 5" BVENT ADJ ROOF FLASHING ALUMINUM | 5BVFDSA | 810017957 |  |  | 12 |  |  |  | 113.9095 | 142.3869
| 662492955987 |  | 5" BVENT DURACAP | 5BVDC | 810017988 |  |  | 6 |  |  |  | 51.0899 | 63.8623
NEW | 662492963005 |  | 5” BVENT LOW PROFILE HIGH WIND CAP | 5BVLHWT | 810018677 |  |  | 6 | 1.084 | 0.633 |  | 56.6024 | 70.753
| 662492955970 |  | 5" BVENT HIGH WIND CAP | 5BVVTH | 810017990 |  |  | 6 | 1.288 | 0.863 | 36 | 64.678 | 80.8475
| 662492955963 |  | 5" BVENT FHA ROOF FLASHING | 5BVFHF | 810017992 |  |  | 12 |  |  |  | 42.2539 | 52.8174
6" ROUND GAS VENT
| 662492955956 |  | 6" BVENT 6" LENGTH | 6BV06 | 810017993 |  |  | 6 | 6.9066 |  | 864 | 38.1243 | 47.6554
| 662492955949 |  | 6" BVENT 6" LENGTH CANADA | 6BV06C | 810017994 |  |  | 6 | 10.2727 |  | 864 | 38.1243 | 47.6554
| 662492955932 |  | 6" BVENT 12" LENGTH | 6BV12 | 810017995 |  |  | 6 | 29.8139 |  | 288 | 39.1335 | 48.9169
| 662492955925 |  | 6" BVENT 12" LENGTH CANADA | 6BV12C | 810017996 |  |  | 4 | 9.545 |  | 288 | 39.1335 | 48.9169
| 662492955918 |  | 6" BVENT 18" LENGTH | 6BV18 | 810017998 |  |  | 6 | 6.4492 |  | 192 | 45.2301 | 56.5377
| 662492955901 |  | 6" BVENT 18" LENGTH CANADA | 6BV18C | 810017999 |  |  | 4 | 6.9274 |  | 192 | 45.2301 | 56.5377
| 662492955895 |  | 6" BVENT 24" LENGTH | 6BV24 | 810018001 |  |  | 6 | 17.135 |  | 144 | 62.9226 | 78.6533
| 662492955888 |  | 6" BVENT 24" LENGTH CANADA | 6BV24C | 810018002 |  |  | 4 | 1.9569 |  | 144 | 62.9226 | 78.6533
| 662492955871 |  | 6" BVENT 36" LENGTH | 6BV36 | 810018004 |  |  | 6 | 11.7606 |  | 96 | 81.7376 | 102.172
| 662492955864 |  | 6" BVENT 36" LENGTH CANADA | 6BV36C | 810018005 |  |  | 4 | 2.9274 |  | 96 | 81.7376 | 102.172
| 662492955857 |  | 6" BVENT 48" LENGTH | 6BV48 | 810018007 |  |  | 6 | 5.6105 |  | 48 | 105.4649 | 131.8311
| 662492955840 |  | 6" BVENT 48" LENGTH CANADA | 6BV48C | 810018008 |  |  | 6 | 5.6105 |  | 48 | 105.4649 | 131.8311
| 662492955833 |  | 6" BVENT 60" LENGTH | 6BV60 | 810018010 |  |  | 4 | 9.7036 |  | 36 | 123.6105 | 154.5132
| 662492955826 |  | 6" BVENT 60" LENGTH CANADA | 6BV60C | 810018011 |  |  | 4 | 12.5713 |  | 36 | 123.6105 | 154.5132
| 662492955819 |  | 6" BVENT 12" ADJ LENGTH | 6BV12A | 810018014 |  |  | 6 | 15.0231 |  | 504 | 48.0622 | 60.0777
| 662492955802 |  | 6" BVENT 18" ADJ LENGTH | 6BV18A | 810018016 |  |  | 6 | 7.9536 |  | 252 | 97.7103 | 122.1379
| 662492955796 |  | 6" BVENT 90° ADJ ELBOW | 6BVL90 | 810018017 |  |  | 6 | 3.863 |  | 192 | 109.7078 | 137.1348
| 662492955789 |  | 6" BVENT 45/60° ADJ ELBOW | 6BVL45 | 810018019 |  |  | 6 | 6.9066 |  | 192 | 62.9226 | 78.6533
| 662492955772 |  | 6" BVENT STANDARD TEE | 6BVT | 810018021 |  |  | 6 | 28.743 |  | 0 | 116.0104 | 145.013
| 662492955765 |  | 6"X6"X5" BVENT REDUCING TEE | 6BVTR5 | 810018023 |  |  | 6 | 35.0355 |  | 0 | 128.2551 | 160.3188
| 662492955758 |  | 6"X6"X4" BVENT REDUCING TEE | 6BVTR4 | 810018024 |  |  | 6 | 36.3964 |  | 0 | 132.0551 | 165.0689
| 662492955741 |  | 6"X6"X3" BVENT REDUCING TEE | 6BVTR3 | 810018025 |  |  | 6 | 60.3964 |  | 0 | 138.8726 | 173.5908
| 662492955734 |  | 6" BVENT TEE CAP | 6BVTC | 810018029 |  |  | 6 | 5.2197 |  | 1512 | 10.6381 | 13.2977
| 662492955666 |  | 6"X3"X4" BVENT WYE 3" BRANCH 4" BASE | 6BVY34 | 810018040 |  |  | 3 |  |  |  | 130.4692 | 163.0865
| 662492955574 |  | 6"X4"X3" BVENT WYE 4" BRANCH 3" BASE | 6BVY43 | 810018053 |  |  | 3 |  |  |  | 144.341 | 180.4263
| 662492955567 |  | 6"X4"X4" BVENT WYE 4" BRANCH 4" BASE | 6BVY44 | 810018055 |  |  | 3 |  |  |  | 145.3914 | 181.7393
| 662492955505 |  | 6"X4"X5" BVENT WYE 4" BRANCH 5" BASE | 6BVY45 | 810018064 |  |  | 3 |  |  |  | 146.7611 | 183.4514
| 662492955598 |  | 6"X3"X5" BVENT WYE 3" BRANCH 5" BASE | 6BVY35 | 810018050 |  |  | 3 |  |  |  | 190.4774 | 238.0968
| 662492955444 |  | 6"X4"X6" BVENT WYE 4" BRANCH 6" BASE | 6BVY46 | 810018077 |  |  | 3 |  |  |  | 155.5147 | 194.3933
| 662492955581 |  | 6"X3"X6" BVENT WYE 3" BRANCH 6" BASE | 6BVY36 | 810018052 |  |  | 3 |  |  |  | 165.4422 | 206.8028
| 662492955215 |  | 6"X5"X6" BVENT WYE 5" BRANCH 6" BASE | 6BVY56 | 810018114 |  |  | 3 |  |  |  | 164.0005 | 205.0006
| 662492955659 |  | 6" BVENT DRAFT HOOD CONNECTOR | 6BVC | 810018042 |  |  | 6 | 9.2149 |  | 864 | 33.696 | 42.1201
| 662492955628 |  | 6"X7" BVENT LOW PROFILE INCREASER | 6BVLX7 | 810018046 |  |  | 4 | 70.9348 |  | 720 | 91.5725 | 114.4656
| 662492955611 |  | 6"X8" BVENT LOW PROFILE INCREASER | 6BVLX8 | 810018047 |  |  | 4 | 47.3964 |  | 720 | 104.6102 | 130.7627
NEW |  | 662492963319 | 6"X10" BVENT INCREASER | 6BVLX10 | 810018044 | 6BVX10-1 | 810018708 | 1 |  |  |  | 261.6 | 327
NEW | 662492955635 | 662492963326 | 6"X12" BVENT INCREASER | 6BVX12 | 810018045 | 6BVX12-1 | 810018709 | 1 |  |  |  | 283.4 | 354.25
| 662492955604 |  | 6"X5" BVENT REDUCER | 6BVR5 | 810018048 |  |  | 6 | 57.3964 |  | 360 | 200.5903 | 250.7379
| 662492955710 |  | 6" BVENT 1/4" UNIV ADAPTER FEMALE | 6BVAF | 810018032 |  |  | 6 |  |  |  | 41.9038 | 52.3797
| 662492955703 |  | 6" BVENT 1/4" UNIV ADAPTER MALE | 6BVAM | 810018034 |  |  | 6 |  |  |  | 47.3722 | 59.2152
| 662492174746 |  | 6" UNIV BVENT TO ALUMINUM FLEX ADAPTER | 6DFA-ADBV | 810007027 |  |  | 6 | 7 | 1.2 |  |  | See DFA accessories for pricing
| 662492955550 |  | 6" BVENT WALL SUPPORT/BAND ASSEMBLY | 6BVWSB | 810018057 |  |  | 6 | 13.6719 | 0.921 | 540 | 93.7043 | 117.1303
| 662492955529 |  | 6" BVENT ROOF SUPPORT | 6BVS | 810018062 |  |  | 6 |  |  |  | 31.4407 | 39.3009
| 662492955512 |  | 6" BVENT FIRESTOP SPACER | 6BVFS | 810018063 |  |  | 6 | 3.8274 |  | 324 | 16.5803 | 20.7253
| 662492955680 |  | 6" BVENT QUICK GRIP FIRESTOP/SUPPORT UL | 6BVFSPU | 810018037 |  |  | 10 | 25.743 |  | 0 | 71.9748 | 89.9685
| 662492955536 |  | 6" BVENT SUPPORT ASSEMBLY | 6BVVS | 810018060 |  |  | 6 | 6.7358 |  | 360 | 61.831 | 77.2888
| 662492955543 |  | 6" BVENT SUPPORT COLLAR & HARDWARE | 6BVVSC | 810018058 |  |  | 6 | 8.9279 |  | 1656 | 42.7791 | 53.4739
| 662492956069 |  | 5"-6" BVENT ROUND SUPPORT | 5BVRS6 | 810017973 |  |  | 1 |  |  |  | 41.0078 | 51.2598
| 662492955499 |  | 6" BVENT PIPE COLLAR | 6BVPC | 810018067 |  |  | 6 | 17.0887 |  | 3072 | 12.7596 | 15.9495
| 662492955482 |  | 6" BVENT WALL THIMBLE | 6BVWT | 810018069 |  |  | 6 | 12.5275 |  | 420 | 74.8275 | 93.5343
| 662492955727 |  | 5-6" BVENT ADJ ATTIC INSULATION SHIELD | 5BVIS | 810018031 |  |  | 1 |  |  |  | 165.9983 | 207.4979
| 662492955475 |  | 6" BVENT STORM COLLAR | 6BVSC | 810018071 |  |  | 6 | 1.3715 |  | 720 | 16.1168 | 20.1461
| 662492955468 |  | 6" BVENT 0/12-6/12 ADJ FLASHING | 6BVF | 810018073 |  |  | 6 | 11.0946 |  | 360 | 61.8928 | 77.366
| 662492955451 |  | 6" BVENT 7/12-12/12 STEEP ROOF FLASHING | 6BVFSR | 810018075 |  |  | 6 | 8.0271 |  | 168 | 105.0221 | 131.2776
| 662492955437 |  | 6" BVENT TALL CONE FLAT ROOF FLASHING | 6BVFF | 810018078 |  |  | 6 | 11.9756 |  | 96 | 87.6592 | 109.5739
| 662492955673 |  | 6" BVENT TALL CONE ADJ ROOF FLASHING | 6BVFTA | 810018039 |  |  | 6 | 7.8134 |  | 168 | 116.618 | 145.7725
| 662492955697 |  | 6" BVENT ADJ ROOF FLASHING ALUMINUM | 6BVFDSA | 810018036 |  |  | 6 |  |  |  | 120.5004 | 150.6255
| 662492955420 |  | 6" BVENT DURACAP | 6BVDC | 810018080 |  |  | 6 |  |  |  | 63.8598 | 79.8247
NEW | 662492963012 |  | 6” BVENT LOW PROFILE HIGH WIND CAP | 6BVLHWT | 810018678 |  |  | 4 | 1.544 | 0.943 |  | 73.3579 | 91.6973
| 662492955413 |  | 6" BVENT HIGH WIND CAP | 6BVVTH | 810018082 |  |  | 6 |  |  |  | 75.6469 | 94.5586
| 662492955406 |  | 6" BVENT FHA ROOF FLASHING | 6BVFHA | 810018084 | [6 empty] | 63.7465 | 79.6831
7" ROUND GAS VENT
| 662492955390 |  | 7" BVENT 6" LENGTH | 7BV06 | 810018085 |  |  | 4 | 5.4761 |  | 144 | 53.0672 | 66.3339
| 662492955383 |  | 7" BVENT 12" LENGTH | 7BV12 | 810018086 |  |  | 4 | 13.7912 |  | 144 | 57.9691 | 72.4614
| 662492955376 |  | 7" BVENT 12" LENGTH CANADA | 7BV12C | 810018087 |  |  | 2 | 20.93 |  | 144 | 57.9691 | 72.4614
| 662492955369 |  | 7" BVENT 18" LENGTH | 7BV18 | 810018089 |  |  | 4 | 11.9256 |  | 96 | 71.9542 | 89.9428
| 662492955352 |  | 7" BVENT 18" LENGTH CANADA | 7BV18C | 810018090 |  |  | 2 | 6.9066 |  | 96 | 71.9542 | 89.9428
| 662492955345 |  | 7" BVENT 24" LENGTH | 7BV24 | 810018092 |  |  | 4 | 7.6134 |  | 72 | 90.1822 | 112.7278
| 662492955338 |  | 7" BVENT 24" LENGTH CANADA | 7BV24C | 810018093 |  |  | 2 | 11.7149 |  | 72 | 90.1822 | 112.7278
| 662492955321 |  | 7" BVENT 36" LENGTH | 7BV36 | 810018095 |  |  | 4 | 10.7453 |  | 48 | 119.3161 | 149.1452
| 662492955314 |  | 7" BVENT 36" LENGTH CANADA | 7BV36C | 810018096 |  |  | 2 | 10.1204 |  | 48 | 119.3161 | 149.1452
| 662492955307 |  | 7" BVENT 48" LENGTH | 7BV48 | 810018098 |  |  | 4 | 8.2858 |  | 24 | 151.4983 | 189.3729
| 662492955291 |  | 7" BVENT 48" LENGTH CANADA | 7BV48C | 810018099 |  |  | 4 | 8.2858 |  | 24 | 151.4983 | 189.3729
| 662492955284 |  | 7" BVENT 60" LENGTH | 7BV60 | 810018101 |  |  | 4 | 6.4274 |  | 24 | 185.1017 | 231.3771
| 662492955277 |  | 7" BVENT 60" LENGTH CANADA | 7BV60C | 810018102 |  |  | 2 | 17.6779 |  | 24 | 185.1017 | 231.3771
| 662492955260 |  | 7" BVENT 12" ADJ LENGTH | 7BV12A | 810018104 |  |  | 4 | 35.7038 |  | 120 | 61.2028 | 76.5035
| 662492955253 |  | 7" BVENT 90° ADJ ELBOW | 7BVL90 | 810018106 |  |  | 4 | 34.743 |  | 96 | 167.6667 | 209.5833
| 662492955246 |  | 7" BVENT 45° ADJ ELBOW | 7BVL45 | 810018108 |  |  | 4 | 6.2672 |  | 144 | 129.254 | 161.5675
| 662492955239 |  | 7" BVENT STANDARD TEE | 7BVT | 810018110 |  |  | 4 | 5.1424 |  | 120 | 153.4138 | 191.7673
| 662492955017 |  | 7"X7"X6" BVENT REDUCING TEE | 7BVTR6 | 810018149 |  |  | 4 | 14.753 |  | 120 | 276.7669 | 345.9586
| 662492955000 |  | 7"X7"X5" BVENT REDUCING TEE | 7BVTR5 | 810018150 |  |  | 4 | 14.003 |  | 120 | 270.9947 | 338.7434
| 662492954997 |  | 7"X7"X4" BVENT REDUCING TEE | 7BVTR4 | 810018151 |  |  | 4 | 1.1516 |  | 120 | 265.2225 | 331.5281
| 662492955222 |  | 7" BVENT TEE CAP | 7BVTC | 810018112 |  |  | 4 | 3.2676 |  | 768 | 21.0497 | 26.3122
| 662492955208 |  | 7" BVENT DRAFT HOOD CONNECTOR | 7BVC | 810018115 |  |  | 4 | 10.6749 |  | 144 | 78.4937 | 98.1171
| 662492955178 |  | 7"X8" BVENT LOW PROFILE INCREASER | 7BVLX8 | 810018119 |  |  | 4 | 4.7424 |  | 720 | 108.9972 | 136.2465
NEW |  | 662492963333 | 7"X10" BVENT LOW PROFILE INCREASER | 7BVX10 | 810018117 | 7BVX10-1 | 810018710 | [5 empty] | 359.7
NEW |  | 662492963340 | 7"X12" BVENT LOW PROFILE INCREASER | 7BVX12 | 810018118 | 7BVX12-1 | 810018711 | [5 empty] | 381.5
| 662492955161 |  | 7"X6" BVENT REDUCER | 7BVR6 | 810018120 |  |  | 4 | 3.2376 |  | 0 | 234.8013 | 293.5016
| 662492955154 |  | 7" BVENT 1/4" UNIV ADAPTER FEMALE | 7BVAF | 810018122 |  |  | 4 |  |  |  | 102.0459 | 127.5574
| 662492955147 |  | 7" BVENT 1/4" UNIV ADAPTER MALE | 7BVAM | 810018124 | [6 empty] | 163.259 | 204.0737
| 662492302835 |  | 7" UNIV BVENT TO ALUMINUM FLEX ADAPTER | 7DFA-ADBV | 810007028 |  |  | 4 | 5 | 1 |  |  | See DFA accessories for pricing
| 662492955123 |  | 7" BVENT WALL SUPPORT/BAND ASSEMBLY | 7BVWSB | 810018127 |  |  | 4 | 20.8242 |  | 300 | 112.2 | 140.25
| 662492955109 |  | 7" BVENT FIRESTOP SPACER | 7BVFS | 810018132 |  |  | 4 | 14.3509 |  | 160 | 58.8754 | 73.5942
| 662492955116 |  | 7" BVENT SUPPORT ASSEMBLY | 7BVVS | 810018130 |  |  | 4 | 8.9066 |  | 240 | 78.4937 | 98.1171
| 662492955093 |  | 7" BVENT PIPE COLLAR | 7BVPC | 810018134 |  |  | 6 | 18.8709 |  | 180 | 19.886 | 24.8575
| 662492955086 |  | 7" BVENT WALL THIMBLE | 7BVWT | 810018135 |  |  | 6 | 23.1381 |  | 336 | 67.1655 | 83.9569
| 662492954751 |  | 7-8" BVENT ADJ ATTIC INSULATION SHIELD | 7BVIS | 810018191 |  |  | 1 |  |  |  | 221.9902 | 277.4878
| 662492955079 |  | 7" BVENT STORM COLLAR | 7BVSC | 810018137 |  |  | 4 | 13.2009 |  | 480 | 18.9283 | 23.6604
| 662492955062 |  | 7" BVENT 0/12-6/12 ADJ FLASHING | 7BVF | 810018139 |  |  | 4 | 7.8134 |  | 340 | 76.9077 | 96.1347
| 662492955055 |  | 7" BVENT 7/12-12/12 STEEP ROOF FLASHING | 7BVFSR | 810018141 |  |  | 4 | 8.7149 |  | 112 | 126.8751 | 158.5939
| 662492955048 |  | 7" BVENT TALL CONE FLAT ROOF FLASHING | 7BVFF | 810018144 |  |  | 4 | 9.0149 |  | 64 | 98.874 | 123.5925
| 662492955130 |  | 7" BVENT TALL CONE ADJ ROOF FLASHING | 7BVFTA | 810018126 |  |  | 4 | 3.3163 |  | 96 | 207.8918 | 259.8648
| 662492955031 |  | 7" BVENT DURACAP | 7BVDC | 810018145 |  |  | 4 |  |  |  | 76.7532 | 95.9416
| 662492955024 |  | 7" BVENT HIGH WIND CAP | 7BVVTH | 810018147 |  |  | 4 |  |  |  | 115.6499 | 144.5624
8" ROUND GAS VENT
| 662492954980 |  | 8" BVENT 6" LENGTH | 8BV06 | 810018155 |  |  | 0 | 16.5821 |  | 0 | 73.3857 | 91.7321
| 662492954973 |  | 8" BVENT 12" LENGTH | 8BV12 | 810018156 |  |  | 4 | 9.2149 |  | 96 | 64.179 | 80.2238
| 662492954966 |  | 8" BVENT 18" LENGTH | 8BV18 | 810018158 |  |  | 4 | 13.9325 |  | 64 | 73.1797 | 91.4747
| 662492954959 |  | 8" BVENT 18" LENGTH CANADA | 8BV18C | 810018159 |  |  | 2 | 20.6499 |  | 64 | 73.1797 | 91.4747
| 662492954942 |  | 8" BVENT 24" LENGTH | 8BV24 | 810018161 |  |  | 4 | 9.697 |  | 48 | 103.8584 | 129.823
| 662492954935 |  | 8" BVENT 24" LENGTH CANADA | 8BV24C | 810018162 |  |  | 2 |  |  |  | 103.8584 | 129.823
| 662492954928 |  | 8" BVENT 36" LENGTH | 8BV36 | 810018164 |  |  | 4 | 7.3197 |  | 32 | 132.6833 | 165.8542
| 662492954911 |  | 8" BVENT 36" LENGTH CANADA | 8BV36C | 810018165 |  |  | 2 | 20.4961 |  | 32 | 132.673 | 165.8413
| 662492954904 |  | 8" BVENT 48" LENGTH | 8BV48 | 810018167 |  |  | 4 | 4.1413 |  | 16 | 181.6106 | 227.0132
| 662492954898 |  | 8" BVENT 48" LENGTH CANADA | 8BV48C | 810018168 |  |  | 4 | 4.1413 |  | 16 | 181.6106 | 227.0132
| 662492954881 |  | 8" BVENT 60" LENGTH | 8BV60 | 810018170 |  |  | 4 | 14.2869 |  | 16 | 210.9504 | 263.688
| 662492954874 |  | 8" BVENT 60" LENGTH CANADA | 8BV60C | 810018171 |  |  | 2 | 11.0664 |  | 16 | 210.9504 | 263.688
| 662492954867 |  | 8" BVENT 12" ADJ LENGTH | 8BV12A | 810018173 |  |  | 4 | 18.769 |  | 96 | 73.0253 | 91.2816
NEW | 662492954805 | 662492963357 | 8"X10" BVENT INCREASER | 8BVX10 | 810018185 | 8BVX10-1 | 810018692 | 1 | 2.847 |  |  | 333.3252 | 416.6564
NEW | 662492954799 | 662492963364 | 8"X12" BVENT INCREASER | 8BVX12 | 810018186 | 8BVX12-1 | 810018712 | 1 |  |  | 30 | 348.8 | 436
| 662492954782 |  | 8"X14" BVENT INCREASER | 8BVX14 | 810018187 |  |  | 1 |  |  | 30 | 479.4949 | 599.3686
| 662492954768 |  | 8"X7" BVENT REDUCER | 8BVR7 | 810018189 |  |  | 4 | 14.9527 |  | 300 | 243.8535 | 304.8169
| 662492954850 |  | 8" BVENT 90° ADJ ELBOW | 8BVL90 | 810018175 |  |  | 4 | 17.721 |  | 64 | 168.6347 | 210.7934
| 662492954843 |  | 8" BVENT 45° ADJ ELBOW | 8BVL45 | 810018177 |  |  | 4 | 7.8074 |  | 64 | 106.7625 | 133.4531
| 662492954836 |  | 8" BVENT STANDARD TEE | 8BVT | 810018179 |  |  | 4 | 11.0213 |  | 64 | 170.7973 | 213.4967
| 662492954614 |  | 8"X8"X6" BVENT REDUCING TEE | 8BVTR6 | 810018216 |  |  | 4 | 15.443 |  | 64 | 457.8625 | 572.3282
| 662492954607 |  | 8"X8"X5" BVENT REDUCING TEE | 8BVTR5 | 810018217 |  |  | 4 | 10.6805 |  | 64 | 372.8294 | 466.0368
| 662492954591 |  | 8"X8"X4" BVENT REDUCING TEE | 8BVTR4 | 810018218 |  |  | 4 | 16.4055 |  | 64 | 392.4477 | 490.5596
| 662492954829 |  | 8" BVENT TEE CAP | 8BVTC | 810018181 |  |  | 4 | 9.4367 |  | 768 | 22.9343 | 28.6679
| 662492954812 |  | 8" BVENT DRAFT HOOD CONNECTOR | 8BVC | 810018183 |  |  | 4 | 0.89756 |  | 120 | 50.1012 | 62.6266
| 662492954744 |  | 8" BVENT 1/4" UNIV ADAPTER FEMALE | 8BVAF | 810018192 |  |  | 4 |  |  |  | 163.259 | 204.0737
| 662492954737 |  | 8" BVENT 1/4" UNIV ADAPTER MALE | 8BVAM | 810018194 |  |  | 4 |  |  |  | 108.8428 | 136.0534
| 662492320280 |  | 8" UNIV BVENT TO ALUMINUM FLEX ADAPTER | 8DFA-ADBV | 810007029 |  |  | 4 | 5 | 1.5 |  |  | See DFA accessories for pricing
| 662492954720 |  | 8" BVENT WALL SUPPORT/BAND ASSEMBLY | 8BVWSB | 810018196 |  |  | 4 | 16.4065 |  | 300 | 112.4266 | 140.5332
| 662492954706 |  | 8" BVENT FIRESTOP SPACER | 8BVFS | 810018200 |  |  | 4 | 28.0264 |  | 144 | 31.9556 | 39.9445
| 662492954713 |  | 8" BVENT SUPPORT ASSEMBLY | 8BVVS | 810018198 |  |  | 4 | 19.3562 |  | 144 | 78.2362 | 97.7953
| 662492954690 |  | 8" BVENT WALL THIMBLE | 8BVWT | 810018202 |  |  | 6 | 16.4065 |  | 288 | 75.8573 | 94.8216
| 662492954751 |  | 7-8" BVENT ADJ ATTIC INSULATION SHIELD | 7BVIS | 810018191 |  |  | 1 |  |  |  | 221.9902 | 277.4878
| 662492954683 |  | 8" BVENT STORM COLLAR | 8BVSC | 810018204 |  |  | 4 | 8.7149 |  | 480 | 19.711 | 24.6387
| 662492954676 |  | 8" BVENT 0/12-6/12 ADJ FLASHING | 8BVF | 810018206 |  |  | 4 | 9.7149 |  | 340 | 81.4699 | 101.8373
| 662492954669 |  | 8" BVENT 7/12-12/12 STEEP ROOF FLASHING | 8BVFSR | 810018208 |  |  | 4 | 10.7149 |  | 112 | 163.8254 | 204.7817
| 662492954645 |  | 8" BVENT TALL CONE FLAT ROOF FLASHING | 8BVFF | 810018211 |  |  | 4 | 17.0344 |  | 64 | 111.6336 | 139.542
| 662492954652 |  | 8" BVENT TALL CONE ADJ ROOF FLASHING | 8BVFTA | 810018210 |  |  | 4 | 19.243 |  | 96 | 211.6919 | 264.6149
| 662492954638 |  | 8" BVENT DURACAP | 8BVDC | 810018212 |  |  | 4 |  |  |  | 89.6879 | 112.1099
| 662492954621 |  | 8" BVENT HIGH WIND CAP | 8BVVTH | 810018214 |  |  | 4 |  |  |  | 114.5789 | 143.2236

## New 10-30 BV Round Gas Vent
BV GAS VENT PRODUCT 10" - 30" - Please Note Transitions to New Part Numbers
(Sizes 18" - 24" are built to order; not returnable)
| UPC-A Listing | New UPC-A Listing | Description | Old BV Order# | Old BV Stock# | New BV Order# | New BV Stock # | Pcs/Ctn | Lbs/ Ctn | Cube | Plt Qty | M.A.P. | 05/12/2025 MSRP (ea.)
0.8
10" ROUND GAS VENT
NEW | 662492954584 | 662492963036 | 10" BVENT 12" LENGTH | 10BV12 | 810018222 | 10BV12-1 | 810018679 | 2 | 7.4845 |  |  | 177.3772 | 221.7215
NEW | 662492954577 | 662492963043 | 10" BVENT 18" LENGTH | 10BV18 | 810018223 | 10BV18-1 | 810018680 | 2 | 12.267 |  |  | 192.7022 | 240.8778
NEW | 662492954560 | 662492963050 | 10" BVENT 24" LENGTH | 10BV24 | 810018224 | 10BV24-1 | 810018681 | 2 | 15.3761 |  |  | 244.0246 | 305.0308
NEW | 662492954553 | 662492963067 | 10" BVENT 36" LENGTH | 10BV36 | 810018225 | 10BV36-1 | 810018682 | 2 | 23.0121 |  |  | 272.7604 | 340.9506
NEW | 662492954546 | 662492963159 | 10" BVENT 18" ADJ LENGTH | 10BV18A | 810018226 | 10BV18A-1 | 810018683 | 2 | 11.917 |  |  | 291.3473 | 364.1841
NEW | 662492954539 | 662492963197 | 10" BVENT 45° ADJ ELBOW | 10BVL45 | 810018227 | 10BVL45-1 | 810018684 | 2 | 8.2372 |  |  | 264.2691 | 330.3364
NEW | 662492958612 | 662492963418 | 10" BVENT 90° FIXED ELBOW | 10BVL90 | 810018613 | 10BVL90-1 | 810018685 | 1 |  |  |  | 298.5282 | 373.1602
NEW | 662492954522 | 662492963173 | 10" BVENT STANDARD TEE | 10BVT | 810018229 | 10BVT-1 | 810018686 | 2 | 13.0397 |  |  | 463.8799 | 579.8499
| 662492954515 |  | 10" BVENT TEE CAP | 10BVTC | 810018230 |  |  | 1 | 1.6225 |  |  | 42.9059 | 53.6324
NEW |  | 662492962879 | 10"X10"X8" BVENT ADJ REDUCING TEE |  |  | 10BVTR8A | 810018659 | 1 |  |  |  | 479.6 | 599.5
NEW | 662492954508 | 662492963128 | 10" BVENT DRAFT HOOD CONNECTOR | 10BVC | 810018231 | 10BVC-1 | 810018687 | 2 | 5.8345 |  |  | 120.098 | 150.1225
| 662492954492 |  | 10" BVENT SUPPORT BRACKET ASSEMBLY | 10BVSBA | 810018232 |  |  | 1 | 2.754 |  |  | 100.1117 | 125.1396
| 662492954485 |  | 10" BVENT FIRESTOP SUPPORT PLATE | 10BVFSP | 810018233 |  |  | 1 | 4.9925 |  |  | 143.1337 | 178.9172
| 662492954478 |  | 10" BVENT ADJ STORM COLLAR | 10BVSC | 810018234 |  |  | 6 | 5.2303 |  |  | 29.0994 | 36.3743
| 662492954461 |  | 10" BVENT 0/12-6/12 ADJ FLASHING | 10BVF | 810018235 |  |  | 6 | 27.9414 |  |  | 109.9383 | 137.4229
| 662492954454 |  | 10" BVENT TALL CONE FLAT FLASHING | 10BVFF | 810018236 |  |  | 6 | 35.8571 |  |  | 154.4912 | 193.114
NEW | 662492954447 | 662492963210 | 10"X12" BVENT INCREASER | 10BVX12 | 810018237 | 10BVX12-1 | 810018688 | 1 |  |  |  | 529.8108 | 662.2635
NEW | 662492954430 | 662492963227 | 10"X14" BVENT INCREASER | 10BVX14 | 810018238 | 10BVX14-1 | 810018689 | 1 |  |  |  | 535.3345 | 669.1681
NEW | 662492954423 | 662492963241 | 10"X16" BVENT INCREASER | 10BVX16 | 810018239 | 10BVX16-1 | 810018690 | 1 | 6.0271 |  |  | 540.8581 | 676.0727
NEW | 662492954416 | 662492963265 | 10"X18" BVENT INCREASER | 10BVX18 | 810018240 | 10BVX18-1 | 810018691 | 1 | 6.9066 |  |  | 576.9517 | 721.1896
NEW | 662492954805 | 662492963357 | 8"X10" BVENT INCREASER | 8BVX10 | 810018185 | 8BVX10-1 | 810018692 | 1 | 2.847 |  |  | 333.3283 | 416.6604
NEW | 662492958599 | 662492963371 | 10" BVENT 1/4" UNIV ADAPTER MALE | 10BVAM | 810018611 | 10BVAM-1 | 810018693 | 4 |  |  |  | 169.7522 | 212.1903
NEW | 662492954409 | 662492963708 | 10" BVENT HIGH WIND CAP | 10BVVT | 810018241 | 10BVVT-1 | 810018727 |  |  |  |  | 309.763 | 387.2038
12" ROUND GAS VENT
NEW | 662492954393 | 662492963074 | 12" BVENT 12" LENGTH | 12BV12 | 810018243 | 12BV12-1 | 810018694 | 2 | 8.9518 |  |  | 221.9514 | 277.4392
NEW | 662492954386 | 662492963098 | 12" BVENT 18" LENGTH | 12BV18 | 810018244 | 12BV18-1 | 810018695 | 2 | 14.9556 |  |  | 251.1364 | 313.9205
NEW | 662492954393 | 662492963104 | 12" BVENT 24" LENGTH | 12BV24 | 810018243 | 12BV24-1 | 810018696 | 2 | 18.7492 |  |  | 221.9514 | 277.4392
NEW | 662492954362 | 662492963111 | 12" BVENT 36" LENGTH | 12BV36 | 810018246 | 12BV36-1 | 810018697 | 2 | 51.7514 |  |  | 380.8594 | 476.0742
NEW | 662492954355 | 662492963166 | 12" BVENT 18" ADJ LENGTH | 12BV18A | 810018247 | 12BV18A-1 | 810018698 | 2 | 14.9556 |  |  | 296.0314 | 370.0393
NEW | 662492954348 | 662492963203 | 12" BVENT 45° ADJ ELBOW | 12BVL45 | 810018248 | 12BVL45-1 | 810018699 | 2 | 10.2727 |  |  | 308.2337 | 385.2922
NEW | 662492954331 | 662492963180 | 12" BVENT STANDARD TEE | 12BVT | 810018250 | 12BVT-1 | 810018700 | 2 | 17.135 |  |  | 558.1082 | 697.6352
| 662492954324 |  | 12" BVENT TEE CAP | 12BVTC | 810018251 |  |  | 1 | 1.9569 |  |  | 57.3433 | 71.6792
| 662492954300 |  | 12" BVENT SUPPORT BRACKET ASSEMBLY | 12BVSBA | 810018253 |  |  | 1 | 2.9274 |  |  | 136.8989 | 171.1236
| 662492954294 |  | 12" BVENT FIRESTOP SUPPORT PLATE | 12BVFSP | 810018254 |  |  | 1 | 6.4492 |  |  | 198.0173 | 247.5217
NEW | 662492954317 | 662492963142 | 12" BVENT DRAFT HOOD CONNECTOR | 12BVC | 810018252 | 12BVC-1 | 810018701 | 2 | 9.545 |  |  | 155.4109 | 194.2636
| 662492954287 |  | 12" BVENT ADJ STORM COLLAR | 12BVSC | 810018255 |  |  | 6 | 6.9274 |  |  | 33.2809 | 41.6012
| 662492954270 |  | 12" BVENT 0/12-6/12 ADJ FLASHING | 12BVF | 810018256 |  |  | 6 | 29.8139 |  |  | 143.9144 | 179.893
| 662492954263 |  | 12" BVENT TALL CONE FLAT FLASHING | 12BVFF | 810018257 |  |  | 1 | 11.7606 |  |  | 187.3978 | 234.2473
NEW | 662492954256 | 662492963234 | 12"X14" BVENT INCREASER | 12BVX14 | 810018258 | 12BVX14-1 | 810018702 | 1 | 1.4346 |  |  | 428.8451 | 536.0564
NEW | 662492954249 | 662492963258 | 12"X16" BVENT INCREASER | 12BVX16 | 810018259 | 12BVX16-1 | 810018703 | 1 | 2.0271 |  |  | 540.8581 | 676.0727
NEW | 662492954232 | 662492963272 | 12"X18" BVENT INCREASER | 12BVX18 | 810018260 | 12BVX18-1 | 810018704 | 1 | 6.9066 |  |  | 576.9517 | 721.1896
NEW | 662492954225 | 662492963289 | 12"X20" BVENT INCREASER | 12BVX20 | 810018261 | 12BVX20-1 | 810018705 | 1 | 7.3134 |  |  | 669.5865 | 836.9832
NEW |  | 662492963364 | 8"X12" BVENT INCREASER |  |  | 8BVX12-1 | 810018712 | [5 empty] | 436
NEW | 662492958605 | 662492963388 | 12" BVENT 1/4" UNIV ADAPT MALE | 12BVAM | 810018612 | 12BVAM-1 | 810018706 | 4 |  |  |  | 179.1829 | 223.9787
NEW | 662492954218 | 662492963715 | 12" BVENT HIGH WIND CAP | 12BVVT | 810018262 | 12BVVT-1 | 810018728 | 1 |  |  |  | 436.2456 | 545.307
14" ROUND GAS VENT
| 662492954201 |  | 14" BVENT 12" LENGTH | 14BV12 | 810018264 |  |  | 1 | 5.6105 |  |  | 398.3447 | 497.9309
| 662492954195 |  | 14" BVENT 18" LENGTH | 14BV18 | 810018265 |  |  | 1 | 9.7036 |  |  | 433.1121 | 541.3902
| 662492954188 |  | 14" BVENT 24" LENGTH | 14BV24 | 810018266 |  |  | 1 | 12.5713 |  |  | 473.7936 | 592.242
| 662492954171 |  | 14" BVENT 36" LENGTH | 14BV36 | 810018267 |  |  | 1 | 15.0231 |  |  | 625.9534 | 782.4418
| 662492954164 |  | 14" BVENT 18" ADJ LENGTH | 14BV18A | 810018268 |  |  | 1 | 7.9536 |  |  | 474.3711 | 592.9639
| 662492954157 |  | 14" BVENT 45° ADJ ELBOW | 14BVL45 | 810018269 |  |  | 1 | 13.6719 |  |  | 458.244 | 572.805
| 662492954140 |  | 14" BVENT STANDARD TEE | 14BVT | 810018270 |  |  | 1 | 12.5275 |  |  | 913.2261 | 1141.5327
| 662492954133 |  | 14" BVENT TEE CAP | 14BVTC | 810018271 |  |  | 1 | 1.3715 |  |  | 247.2436 | 309.0545
| 662492954119 |  | 14" BVENT FIRESTOP SUPPORT PLATE | 14BVFSP | 810018273 |  |  | 1 | 6.7358 |  |  | 259.5422 | 324.4277
| 662492954126 |  | 14" BVENT DRAFT HOOD CONNECTOR | 14BVC | 810018272 | [6 empty] | 509.4273 | 636.7842
| 662492954102 |  | 14" BVENT ADJ STORM COLLAR | 14BVSC | 810018274 |  |  | 2 | 3.8274 |  |  | 57.3861 | 71.7326
| 662492954096 |  | 14" BVENT 0/12-6/12 ADJ FLASHING | 14BVF | 810018275 |  |  | 1 | 8.9279 |  |  | 508.6145 | 635.7682
| 662492954089 |  | 14" BVENT TALL CONE FLAT FLASHING | 14BVFF | 810018276 |  |  | 1 | 11.0946 |  |  | 482.4026 | 603.0032
| 662492954072 |  | 14"X16" BVENT INCREASER | 14BVX16 | 810018277 |  |  | 1 | 2.0271 |  |  | 576.9517 | 721.1896
| 662492954065 |  | 14"X18" BVENT INCREASER | 14BVX18 | 810018278 |  |  | 1 | 6.9066 |  |  | 615.2269 | 769.0337
| 662492954058 |  | 14"X20" BVENT INCREASER | 14BVX20 | 810018279 |  |  | 1 | 7.8134 |  |  | 714.1714 | 892.7143
| 662492954041 |  | 14"X22" BVENT INCREASER | 14BVX22 | 810018280 |  |  | 1 | 9.2149 |  |  | 814.0784 | 1017.5981
| 662492954034 |  | 14" BVENT HIGH WIND CAP | 14BVVT | 810018281 | [6 empty] | 551.0713 | 688.8391
16" ROUND GAS VENT
| 662492954027 |  | 16" BVENT 12" LENGTH | 16BV12 | 810018282 |  |  | 1 | 8.0271 |  |  | 520.5495 | 650.6869
| 662492954010 |  | 16" BVENT 18" LENGTH | 16BV18 | 810018283 |  |  | 1 | 11.9756 |  |  | 566.8562 | 708.5703
| 662492954003 |  | 16" BVENT 24" LENGTH | 16BV24 | 810018284 |  |  | 1 | 13.7912 |  |  | 686.5157 | 858.1447
| 662492953990 |  | 16" BVENT 36" LENGTH | 16BV36 | 810018285 |  |  | 1 | 20.93 |  |  | 874.7798 | 1093.4748
| 662492953983 |  | 16" BVENT 18" ADJ LENGTH | 16BV18A | 810018286 |  |  | 1 | 11.9256 |  |  | 649.9944 | 812.493
| 662492953976 |  | 16" BVENT 45° ELBOW | 16BVL45 | 810018287 |  |  | 1 | 10.7453 |  |  | 589.0364 | 736.2955
| 662492953969 |  | 16" BVENT STANDARD TEE | 16BVT | 810018288 |  |  | 1 | 17.6779 |  |  | 1871.9783 | 2339.9729
| 662492953952 |  | 16" BVENT TEE CAP | 16BVTC | 810018289 |  |  | 1 | 3.3163 |  |  | 296.6945 | 370.8681
| 662492953938 |  | 16" BVENT FIRESTOP SUPPORT PLATE | 16BVFSP | 810018291 |  |  | 1 | 8.2858 |  |  | 297.7425 | 372.1782
| 662492953945 |  | 16" BVENT DRAFT HOOD CONNECTOR | 16BVC | 810018290 | [6 empty] | 388.5272 | 485.659
| 662492953921 |  | 16" BVENT ADJ STORM COLLAR | 16BVSC | 810018292 |  |  | 2 | 6.4274 |  |  | 114.7401 | 143.4252
| 662492953914 |  | 16" BVENT 0/12-6/12 ADJ FLASHING | 16BVF | 810018293 |  |  | 1 | 10.1204 |  |  | 475.4726 | 594.3408
| 662492953907 |  | 16" BVENT TALL CONE FLAT FLASHING | 16BVFF | 810018294 |  |  | 1 | 20.8242 |  |  | 611.3128 | 764.141
| 662492953891 |  | 16"X18" BVENT INCREASER | 16BVX18 | 810018295 |  |  | 1 | 6.9066 |  |  | 615.2269 | 769.0337
| 662492953884 |  | 16"X20" BVENT INCREASER | 16BVX20 | 810018296 |  |  | 1 | 7.6134 |  |  | 714.1714 | 892.7143
| 662492953877 |  | 16"X22" BVENT INCREASER | 16BVX22 | 810018297 |  |  | 1 | 11.7149 |  |  | 814.0784 | 1017.5981
| 662492953860 |  | 16" BVENT HIGH WIND CAP | 16BVVT | 810018298 | [6 empty] | 751.6874 | 939.6092
18" ROUND GAS VENT
| 662492953853 |  | 18" BVENT 12" LENGTH | 18BV12 | 810018299 |  |  | 1 | 8.9066 |  |  | 598.0517 | 747.5647
| 662492953846 |  | 18" BVENT 18" LENGTH | 18BV18 | 810018300 |  |  | 1 | 14.3509 |  |  | 673.9819 | 842.4774
| 662492953839 |  | 18" BVENT 24" LENGTH | 18BV24 | 810018301 |  |  | 1 | 18.8709 |  |  | 752.8637 | 941.0797
| 662492953822 |  | 18" BVENT 36" LENGTH | 18BV36 | 810018302 |  |  | 1 | 23.1381 |  |  | 1084.4647 | 1355.5809
| 662492953815 |  | 18" BVENT 18" ADJ LENGTH | 18BV18A | 810018303 |  |  | 1 | 13.2009 |  |  | 739.5813 | 924.4766
| 662492953808 |  | 18" BVENT 45° ELBOW | 18BVL45 | 810018304 |  |  | 1 | 13.9325 |  |  | 916.9692 | 1146.2115
| 662492953792 |  | 18" BVENT STANDARD TEE | 18BVT | 810018305 |  |  | 1 | 20.4961 |  |  | 1792.8291 | 2241.0364
| 662492953785 |  | 18" BVENT TEE CAP | 18BVTC | 810018306 |  |  | 1 | 4.1413 |  |  | 224.1544 | 280.193
| 662492953761 |  | 18" BVENT FIRESTOP SUPPORT PLATE | 18BVFSP | 810018308 |  |  | 1 | 9.697 |  |  | 313.2815 | 391.6019
| 662492953778 |  | 18" BVENT DRAFT HOOD CONNECTOR | 18BVC | 810018307 |  |  | 1 |  |  |  | 558.0654 | 697.5818
| 662492953754 |  | 18" BVENT ADJ STORM COLLAR | 18BVSC | 810018309 |  |  | 2 | 7.3197 |  |  | 152.8015 | 191.0018
| 662492953747 |  | 18" BVENT 0/12-6/12 ADJ FLASHING | 18BVF | 810018310 |  |  | 1 | 20.6499 |  |  | 741.7309 | 927.1636
| 662492953730 |  | 18" BVENT TALL CONE FLAT FLASHING | 18BVFF | 810018311 |  |  | 1 | 14.2869 |  |  | 594.2338 | 742.7923
| 662492953723 |  | 18"X20" BVENT INCREASER | 18BVX20 | 810018312 |  |  | 1 | 7.8134 |  |  | 714.1714 | 892.7143
| 662492953716 |  | 18"X22" BVENT INCREASER | 18BVX22 | 810018313 |  |  | 1 | 8.7149 |  |  | 814.0784 | 1017.5981
| 662492953709 |  | 18"X24" BVENT INCREASER | 18BVX24 | 810018314 |  |  | 1 | 9.0149 |  |  | 914.1138 | 1142.6422
| 662492953693 |  | 18"X26" BVENT INCREASER | 18BVX26 | 810018315 |  |  | 1 | 9.2149 |  |  | 1131.3489 | 1414.1862
| 662492953686 |  | 18" BVENT HIGH WIND CAP | 18BVVT | 810018316 | [6 empty] | 1476.6922 | 1845.8653
20" ROUND GAS VENT
| 662492953679 |  | 20" BVENT 12" LENGTH | 20BV12 | 810018317 |  |  | 1 | 11.0664 |  |  | 675.3936 | 844.242
| 662492953662 |  | 20" BVENT 18" LENGTH | 20BV18 | 810018318 |  |  | 1 | 16.4065 |  |  | 737.9344 | 922.418
| 662492953655 |  | 20" BVENT 24" LENGTH | 20BV24 | 810018319 |  |  | 1 | 19.3562 |  |  | 874.7691 | 1093.4614
| 662492953648 |  | 20" BVENT 36" LENGTH | 20BV36 | 810018320 |  |  | 1 | 28.0264 |  |  | 1249.8321 | 1562.2901
| 662492953631 |  | 20" BVENT 18" ADJ LENGTH | 20BV18A | 810018321 |  |  | 1 | 16.4065 |  |  | 873.9456 | 1092.4321
| 662492953624 |  | 20" BVENT 45° ELBOW | 20BVL45 | 810018322 |  |  | 1 | 17.0344 |  |  | 889.0782 | 1111.3478
| 662492953617 |  | 20" BVENT STANDARD TEE | 20BVT | 810018323 |  |  | 1 | 28.3964 |  |  | 2406.7834 | 3008.4793
| 662492953600 |  | 20" BVENT TEE CAP | 20BVTC | 810018324 |  |  | 1 | 5.9465 |  |  | 339.0764 | 423.8455
| 662492953594 |  | 20" BVENT FIRESTOP SUPPORT PLATE | 20BVFSP | 810018326 |  |  | 1 | 10.847 |  |  | 433.4758 | 541.8447
| 662492953587 |  | 20" BVENT ADJ STORM COLLAR | 20BVSC | 810018327 |  |  | 1 | 6.8197 |  |  | 204.7976 | 255.997
| 662492953570 |  | 20" BVENT 0/12-6/12 ADJ FLASHING | 20BVF | 810018328 |  |  | 1 | 12.628 |  |  | 828.6763 | 1035.8454
| 662492953563 |  | 20" BVENT TALL CONE FLAT FLASHING | 20BVFF | 810018329 |  |  | 1 | 16.1874 |  |  | 851.2949 | 1064.1187
| 662492953556 |  | 20"X22" BVENT INCREASER | 20BVX22 | 810018330 |  |  | 1 | 8.7149 |  |  | 791.1069 | 988.8836
| 662492953549 |  | 20"X24" BVENT INCREASER | 20BVX24 | 810018331 |  |  | 1 | 9.7149 |  |  | 914.1138 | 1142.6422
| 662492953532 |  | 20"X26" BVENT INCREASER | 20BVX26 | 810018332 |  |  | 1 | 10.7149 |  |  | 1131.3489 | 1414.1862
| 662492953525 |  | 20"X28" BVENT INCREASER | 20BVX28 | 810018333 |  |  | 1 | 19.243 |  |  | 1396.6233 | 1745.7791
|  |  | SEE ORDER # 20BVVT | [9 empty] | 0
| 662492953518 |  | 20" BVENT UNIV CAP | 20BVVT | 810018334 |  |  | 1 | 30.6135 |  |  | 2260.4948 | 2825.6185
22" ROUND GAS VENT
| 662492953501 |  | 22" BVENT 12" LENGTH | 22BV12 | 810018335 |  |  | 1 | 10.2302 |  |  | 852.6852 | 1065.8565
| 662492953495 |  | 22" BVENT 18" LENGTH | 22BV18 | 810018336 |  |  | 1 | 17.3005 |  |  | 1119.0611 | 1398.8264
| 662492953488 |  | 22" BVENT 24" LENGTH | 22BV24 | 810018337 |  |  | 1 | 23.72 |  |  | 1129.6378 | 1412.0473
| 662492953471 |  | 22" BVENT 36" LENGTH | 22BV36 | 810018338 |  |  | 1 | 28.8563 |  |  | 1668.4854 | 2085.6068
| 662492953464 |  | 22" BVENT 18" ADJ LENGTH | 22BV18A | 810018339 |  |  | 1 | 17.3005 |  |  | 1154.9515 | 1443.6893
| 662492953457 |  | 22" BVENT 45° ELBOW | 22BVL45 | 810018340 |  |  | 1 | 19.8563 |  |  | 1416.5897 | 1770.7372
| 662492953440 |  | 22" BVENT STANDARD TEE | 22BVT | 810018341 |  |  | 1 | 34.1476 |  |  | 3025.8603 | 3782.3254
| 662492953433 |  | 22" BVENT TEE CAP | 22BVTC | 810018342 |  |  | 1 | 3.032 |  |  | 234.3569 | 292.9461
| 662492953426 |  | 22" BVENT FIRESTOP SUPPORT PLATE | 22BVFSP | 810018343 |  |  | 1 | 8.147 |  |  | 506.8928 | 633.6159
| 662492953419 |  | 22" BVENT ADJ STORM COLLAR | 22BVSC | 810018344 |  |  | 2 | 12.8197 |  |  | 306.0521 | 382.5651
| 662492953402 |  | 22" BVENT 0/12-6/12 ADJ FLASHING | 22BVF | 810018345 |  |  | 1 | 12.9116 |  |  | 815.8965 | 1019.8706
| 662492953396 |  | 22" BVENT TALL CONE FLAT FLASHING | 22BVFF | 810018346 |  |  | 1 | 18.721 |  |  | 915.226 | 1144.0325
| 662492953389 |  | 22"X24" BVENT INCREASER | 22BVX24 | 810018347 |  |  | 1 | 8.7149 |  |  | 888.212 | 1110.265
| 662492953372 |  | 22"X26" BVENT INCREASER | 22BVX26 | 810018348 |  |  | 1 | 10.7149 |  |  | 1131.3489 | 1414.1862
| 662492953365 |  | 22"X28" BVENT INCREASER | 22BVX28 | 810018349 |  |  | 1 | 11.7185 |  |  | 1396.6233 | 1745.7791
| 662492953358 |  | 22"X30" BVENT INCREASER | 22BVX30 | 810018350 |  |  | 1 | 20.7218 |  |  | 1656.5184 | 2070.648
|  |  | SEE ORDER # 22BVVT | [9 empty] | 0
| 662492953341 |  | 22" BVENT UNIV CAP | 22BVVT | 810018351 |  |  | 1 | 16.9613 |  |  | 2264.5908 | 2830.7385
24" ROUND GAS VENT
| 662492953334 |  | 24" BVENT 12" LENGTH | 24BV12 | 810018352 |  |  | 1 | 15.7149 |  |  | 1040.8744 | 1301.093
| 662492953327 |  | 24" BVENT 18" LENGTH | 24BV18 | 810018353 |  |  | 1 | 21.1836 |  |  | 1190.7349 | 1488.4186
| 662492953310 |  | 24" BVENT 24" LENGTH | 24BV24 | 810018354 |  |  | 1 | 26.3709 |  |  | 1350.9369 | 1688.6711
| 662492953303 |  | 24" BVENT 36" LENGTH | 24BV36 | 810018355 |  |  | 1 | 34.0269 |  |  | 2226.6873 | 2783.3591
| 662492953297 |  | 24" BVENT 18" ADJ LENGTH | 24BV18A | 810018356 |  |  | 1 | 21.1836 |  |  | 1472.254 | 1840.3176
| 662492953280 |  | 24" BVENT 45° ELBOW | 24BVL45 | 810018357 |  |  | 1 | 21.5269 |  |  | 1791.642 | 2239.5525
| 662492953273 |  | 24" BVENT STANDARD TEE | 24BVT | 810018358 |  |  | 1 | 59.8964 |  |  | 3348.1037 | 4185.1297
| 662492953266 |  | 24" BVENT TEE CAP | 24BVTC | 810018359 |  |  | 1 | 3.3977 |  |  | 268.4185 | 335.5232
| 662492953259 |  | 24" BVENT FIRESTOP SUPPORT PLATE | 24BVFSP | 810018360 |  |  | 1 | 8.7712 |  |  | 589.2075 | 736.5093
| 662492953242 |  | 24" BVENT ADJ STORM COLLAR | 24BVSC | 810018361 |  |  | 1 | 7.0697 |  |  | 372.2076 | 465.2595
| 662492953235 |  | 24" BVENT 0/12-6/12 ADJ FLASHING | 24BVF | 810018362 |  |  | 1 | 14.4558 |  |  | 1029.0571 | 1286.3214
| 662492953228 |  | 24" BVENT TALL CONE FLAT FLASHING | 24BVFF | 810018363 |  |  | 1 | 19.3307 |  |  | 1085.6732 | 1357.0915
| 662492953211 |  | 24"X26" BVENT INCREASER | 24BVX26 | 810018364 |  |  | 1 | 11.0185 |  |  | 1131.3489 | 1414.1862
| 662492953204 |  | 24"X28" BVENT INCREASER | 24BVX28 | 810018365 |  |  | 1 | 19.243 |  |  | 1396.6233 | 1745.7791
| 662492953198 |  | 24"X30" BVENT INCREASER | 24BVX30 | 810018366 |  |  | 1 | 21.743 |  |  | 1656.5184 | 2070.648
|  |  | SEE ORDER # 24BVVT | [9 empty] | 0
| 662492953181 |  | 24" BVENT UNIV CAP | 24BVVT | 810018367 |  |  | 1 | 42.5902 |  |  | 3052.6923 | 3815.8653
26" ROUND GAS VENT
| 662492953174 |  | 26" BVENT 12" LENGTH | 26BV12 | 810018368 |  |  | 1 | 21.7578 |  |  | 1063.0011 | 1328.7514
| 662492953167 |  | 26" BVENT 18" LENGTH | 26BV18 | 810018369 |  |  | 1 | 25.7578 |  |  | 1575.9789 | 1969.9737
| 662492953150 |  | 26" BVENT 24" LENGTH | 26BV24 | 810018370 |  |  | 1 | 36.0362 |  |  | 1627.7398 | 2034.6748
| 662492953143 |  | 26" BVENT 36" LENGTH | 26BV36 | 810018371 |  |  | 1 | 53.0409 |  |  | 2299.4652 | 2874.3315
| 662492953136 |  | 26" BVENT 18" ADJ LENGTH | 26BV18A | 810018372 |  |  | 1 | 25.7578 |  |  | 1720.4388 | 2150.5485
| 662492953129 |  | 26" BVENT 45° ELBOW | 26BVL45 | 810018373 |  |  | 1 | 31.5338 |  |  | 3379.4704 | 4224.338
| 662492953112 |  | 26" BVENT STANDARD TEE | 26BVT | 810018374 |  |  | 1 | 59.0987 |  |  | 4743.1336 | 5928.917
| 662492953105 |  | 26" BVENT TEE CAP | 26BVTC | 810018375 |  |  | 1 | 4.2936 |  |  | 431.1872 | 538.9839
| 662492953099 |  | 26" BVENT FIRESTOP SUPPORT PLATE | 26BVFSP | 810018376 |  |  | 1 | 9.7712 |  |  | 752.2114 | 940.2642
| 662492953082 |  | 26" BVENT ADJ STORM COLLAR | 26BVSC | 810018377 |  |  | 2 | 19.0887 |  |  | 452.2979 | 565.3724
| 662492953075 |  | 26" BVENT 0/12-6/12 ADJ FLASHING | 26BVF | 810018378 |  |  | 1 | 35.3964 |  |  | 1154.7055 | 1443.3819
| 662492953068 |  | 26" BVENT TALL CONE FLAT FLASHING | 26BVFF | 810018379 |  |  | 1 | 33.9538 |  |  | 1124.6115 | 1405.7643
| 662492953051 |  | 26"X28" BVENT INCREASER | 26BVX28 | 810018380 |  |  | 1 | 19.743 |  |  | 1396.6233 | 1745.7791
| 662492953044 |  | 26"X30" BVENT INCREASER | 26BVX30 | 810018381 |  |  | 1 | 24.743 |  |  | 1656.5184 | 2070.648
|  |  | SEE ORDER # 26BVVT | [9 empty] | 0
| 662492953037 |  | 26" BVENT UNIV CAP | 26BVVT | 810018382 |  |  | 1 | 42.2847 |  |  | 3898.0628 | 4872.5785
28" ROUND GAS VENT
| 662492953020 |  | 28" BVENT 12" LENGTH | 28BV12 | 810018383 |  |  | 1 | 39.743 |  |  | 1074.1339 | 1342.6674
| 662492953013 |  | 28" BVENT 18" LENGTH | 28BV18 | 810018384 |  |  | 1 | 34.743 |  |  | 1720.6634 | 2150.8292
| 662492953006 |  | 28" BVENT 24" LENGTH | 28BV24 | 810018385 |  |  | 1 | 42.0108 |  |  | 2015.4115 | 2519.2643
| 662492952993 |  | 28" BVENT 36" LENGTH | 28BV36 | 810018386 |  |  | 1 | 47.9348 |  |  | 2578.2466 | 3222.8082
| 662492952986 |  | 28" BVENT 18" ADJ LENGTH | 28BV18A | 810018387 |  |  | 1 | 28.743 |  |  | 2052.66 | 2565.8251
| 662492952979 |  | 28" BVENT 45° ELBOW | 28BVL45 | 810018388 |  |  | 1 | 35.0355 |  |  | 3641.8038 | 4552.2547
| 662492952948 |  | 28" BVENT FIRESTOP SUPPORT PLATE | 28BVFSP | 810018391 |  |  | 1 | 10.2712 |  |  | 813.0946 | 1016.3682
| 662492952962 |  | 28" BVENT STANDARD TEE | 28BVT | 810018389 |  |  | 1 | 79.3487 |  |  | 5785.7191 | 7232.1488
| 662492952955 |  | 28" BVENT TEE CAP | 28BVTC | 810018390 |  |  | 1 | 5.2197 |  |  | 511.2881 | 639.1102
| 662492952931 |  | 28" BVENT ADJ STORM COLLAR | 28BVSC | 810018392 |  |  | 2 | 17.0887 |  |  | 559.8193 | 699.7741
| 662492952924 |  | 28" BVENT 0/12-6/12 ADJ FLASHING | 28BVF | 810018393 |  |  | 1 | 36.3964 |  |  | 1086.5074 | 1358.1342
| 662492952917 |  | 28" BVENT TALL CONE FLAT FLASHING | 28BVFF | 810018394 |  |  | 1 | 34.9538 |  |  | 1124.6115 | 1405.7643
| 662492952900 |  | 28"X30" BVENT INCREASER | 28BVX30 | 810018395 |  |  | 1 | 26.743 |  |  | 1656.5184 | 2070.648
|  |  | SEE ORDER # 28BVVT | [9 empty] | 0
| 662492952894 |  | 28" BVENT UNIV CAP | 28BVVT | 810018396 |  |  | 1 | 60.3964 |  |  | 5199.0675 | 6498.8344
30" ROUND GAS VENT
| 662492952887 |  | 30" BVENT 12" LENGTH | 30BV12 | 810018397 |  |  | 1 | 25.743 |  |  | 1470.3504 | 1837.9381
| 662492952870 |  | 30" BVENT 18" LENGTH | 30BV18 | 810018398 |  |  | 1 | 29.6098 |  |  | 1984.74 | 2480.925
| 662492952863 |  | 30" BVENT 24" LENGTH | 30BV24 | 810018399 |  |  | 1 | 42.0108 |  |  | 2436.2144 | 3045.268
| 662492952856 |  | 30" BVENT 36" LENGTH | 30BV36 | 810018400 |  |  | 1 | 70.9348 |  |  | 2863.7654 | 3579.7068
| 662492952849 |  | 30" BVENT 18" ADJ LENGTH | 30BV18A | 810018401 |  |  | 1 | 34.743 |  |  | 2189.976 | 2737.47
| 662492952832 |  | 30" BVENT 45° ELBOW | 30BVL45 | 810018402 |  |  | 1 | 38.9855 |  |  | 3750.5764 | 4688.2205
| 662492952801 |  | 30" BVENT FIRESTOP SUPPORT PLATE | 30BVFSP | 810018405 |  |  | 1 | 10.2712 |  |  | 840.6861 | 1050.8576
| 662492952825 |  | 30" BVENT STANDARD TEE | 30BVT | 810018403 |  |  | 1 | 81.0987 |  |  | 6010.9429 | 7513.6787
| 662492952818 |  | 30" BVENT TEE CAP | 30BVTC | 810018404 |  |  | 1 | 5.4761 |  |  | 543.5531 | 679.4414
| 662492952795 |  | 30" BVENT ADJ STORM COLLAR | 30BVSC | 810018406 |  |  | 2 | 17.0887 |  |  | 588.2664 | 735.333
| 662492952788 |  | 30" BVENT 0/12-6/12 ADJ FLASHING | 30BVF | 810018407 |  |  | 1 | 47.3964 |  |  | 1169.5707 | 1461.9634
| 662492952771 |  | 30" BVENT TALL CONE FLAT FLASHING | 30BVFF | 810018408 |  |  | 1 | 35.7038 |  |  | 1124.6115 | 1405.7643
|  |  | SEE ORDER # 30BVVT | [9 empty] | 0
| 662492952764 |  | 30" BVENT UNIV CAP | 30BVVT | 810018409 |  |  | 1 | 57.3964 |  |  | 6581.3818 | 8226.7272

## Combined (hidden)
item
9302GA
9302
9308B
9308
9303B
9303
9304
9305GACF
9305
9305CF
9306
9306CF
9307
9307CF
9309CF
9364KIT
9366KIT
9360
9338A
9338B
9338D
9345
9345TS
9345TR
9344
9363
9348A
9348B
9348C
9348D
9343
9367SS
9372GA
9372SS
9375GA
9375SS
9358
9341
9347
9346
9389
9330
9359
9365
9349
9350
9352
9381
9351
9384
9301
9368GA
9368SS
9482
9302B
9308GA
9303GA
9304GA
9305GA
9306GA
9306GACF
9307GA
9307GACF
9309GACF
9366GAKIT
9367GA
9356
9402GA
9402B
9402
9408GA
9408B
9408
9403GA
9403B
9403
9404GA
9404
9405GA
9405GACF
9405
9405CF
9406GA
9406GACF
9406
9406CF
9407GA
9407GACF
9407
9407CF
9409GACF
9409CF
9411
9464GAKIT
9464KIT
9466GAKIT
9466KIT
9460
9438A
9438B
9438D
9436B
9445
9444
9463
9448A
9448B
9448C
9448D
9443
9443SS
9472GA
9472SS
9475GA
9475SS
9458
9441
9440A
9440B
9440C
9440D
9447
9446
9489
9430
9465
9449
9449DSA
9450
9450DSA
9452
9481
9451
9449LB
9450LB
9484
9401
9468GA
9468SS
9493
9456
9502GA
9502B
9502
9508GA
9508B
9508
9503GA
9503B
9503
9504GA
9504
9505GA
9505GACF
9505
9505CF
9506GA
9506GACF
9506
9506CF
9507GA
9507GACF
9507
9507CF
9509GACF
9509CF
9564GAKIT
9564KIT
9566GAKIT
9566KIT
9560
9538A
9538B
9538D
9545
9545TS
9545TR
9544
9563
9548A
9548B
9548C
9548D
9543
9572GA
9572SS
9575GA
9575SS
9558
9541
9547
9546
9589
9530
9559
9565
9549
9550
9552
9581
9551
9549LB
9550LB
9584
9501
9568GA
9568SS
9556
9570
9602GA
9602B
9602
9608GA
9608B
9608
9603GA
9603B
9603
9604GA
9604
9605GA
9605GACF
9605
9605CF
9606GA
9606GACF
9606
9606CF
9607GA
9607GACF
9607
9607CF
9609GACF
9609CF
9611
9664GAKIT
9664KIT
9666GAKIT
9666KIT
9660
9638A
9638B
9638D
9645
9644
9663
9648A
9648B
9648C
9648D
9643
9643SS
9672GA
9672SS
9675GA
9675SS
9658
9641
9640A
9640B
9640C
9640D
9647
9646
9689
9630
9665
9649
9649DSA
9650
9650DSA
9652
9681
9651
9649LB
9650LB
9684
9601
9668GA
9668SS
9656
9670
99105
99101
99101SS
99102
99102SS
99103
99103CF
99103SS
99104
99104CF
99104SS
99164
99164SS
99166
99166SS
99160
99145
99145TS
99143
99167GA
99167SS
99172GA
99155
99141
99142
99147
99146
99130
99165
99159
99149
99151
99184
99185
99168GA
99180
99182
99187
99205
99201
99201SS
99202
99202SS
99203
99203CF
99203SS
99204
99204CF
99204SS
99264
99264SS
99266
99266SS
99260
99245
99245TS
99243
99267GA
99267SS
99272GA
99241
99242
99247
99246
99230
99265
99259
99249
99251
99284
99285
99268GA
99305
99301
99301SS
99302
99302SS
99303
99303SS
99304
99304SS
99364
99364SS
99366
99366SS
99360
99345
99345TS
99343
99367GA
99367SS
99372GA
99341
99342
99347
99346
99330
99365
99359
99349
99351
99384
99385
99368GA
99405
99401
99401SS
99402
99402SS
99403
99403SS
99404
99404SS
99464
99464SS
99466
99466SS
99460
99445
99445TS
99443
99467GA
99467SS
99472GA
99441
99442
99447
99446
99430
99465
99459
99449
99451
99484
99485
99468GA
99501
99501SS
99502
99502SS
99503
99503SS
99504
99504SS
99564
99564SS
99566
99566SS
99560
99541
99542
99547
99546
99574
99530
99559
99585
99567GA
99567SS
99568
99601
99601SS
99602
99602SS
99603
99603SS
99604
99604SS
99664
99664SS
99666
99666SS
99660
99641
99642
99647
99646
99630
99651
99659
99685
99667GA
99667SS
99668
99701
99701SS
99702
99702SS
99703
99703SS
99704
99704SS
99764
99764SS
99766
99766SS
99760
99741
99742
99747
99746
99730
99759
99785
99767GA
99767SS
99768
99801
99801SS
99802
99802SS
99803
99803SS
99804
99804SS
99864
99864SS
99866
99866SS
99860
99841
99842
99847
99846
99830
99859
99885
99867GA
99867SS
99868
9085
9086
9088
9006
9019
9014
9021
9021SS
9017
9017CF
9017SS
9017SSCF
9064KIT
9064SSKIT
9066KIT
9066SSKIT
9060
9045N
9048AN
9048BN
9048DN
9047N
9043N
9043SS
9067
9067SS
9072
9072SS
9001
9040A
9040B
9040C
9040D
9011
9069
9068
9068SS
9044
9946
9980A
9980B
9980C
9051V
9049V
9050V
9081V
9052V
9049DSA
9050DSA
9959
9061
9084
1468
9106
9119
9114
9121
9121SS
9117
9117SS
9164KIT
9164SSKIT
9166KIT
9166SSKIT
9160
9145N
9148AN
9148BN
9148DN
9147N
9143N
9143SS
9167
9167SS
9172
9172SS
9101
9169
9168
9168SS
9144
9151V
9149V
9150V
9181V
9152V
9161
9184
9206
9219
9214
9221
9221CF
9221SS
9221SSCF
9217
9217CF
9217SS
9217SSCF
9264KIT
9264SSKIT
9266KIT
9266SSKIT
9260
9245N
9248AN
9248BN
9248DN
9247N
9243N
9243SS
9267
9267SS
9272
9272SS
9201
9240A
9240B
9240C
9240D
9211
9269
9268
9268SS
9244
9251V
9249V
9250V
9281V
9252V
9249DSA
9250DSA
9261
9284
C9090
C9088
C9006SS
C9014SS
C9012SS
C9021SS
C9017SS
C9017SSCF
C9013SS
C9013SSCF
C9064SSKIT
C9066SSKIT
C9065SSKIT
C9060
C9045
C9048A
C9048B
C9048D
C9036B
C9036D
C9037
C9042
C9055
C9043
C9043-EXT
C9067SS
C9067SS-Cap
C9072
C9074
C9001
C9031
C9040A
C9040B
C9040D
C9068
C9044
C9039
C9089
C9051DSA
C9049
C9050
C9081
C9052
C9049DSA
C9050DSA
C9959
C9947
C9062
C9979
C9978
C9973
C9968
C9960
C9962
C9948S
C9084
C9946
C9106SS
C9114SS
C9112SS
C9121SS
C9117SS
C9113SS
C9164SSKIT
C9166SSKIT
C9165SSKIT
C9160
C9145
C9148A
C9148B
C9148D
C9137
C9173
C9142
C9131
C9155
C9143
C9167SS
C9167SS-Cap
C9172
C9174
C9101
C9168
C9144
C9189
C9151
C9149
C9150
C9181
C9152
C9162
C9184
C9206SS
C9214SS
C9212SS
C9221SS
C9217SS
C9213SS
C9264SSKIT
C9266SSKIT
C9265SSKIT
C9260
C9245
C9248A
C9248B
C9248D
C9237
C9273
C9242
C9231
C9255
C9243
C9267SS
C9267SS-Cap
C9272
C9274
C9201
C9240A
C9240B
C9240D
C9268
C9244
C9289
C9251DSA
C9249
C9250
C9281
C9252
C9249DSA
C9250DSA
C9262
C9284
10DCA-12
10DCA-18
10DCA-36
10DCA-48
10DCA-E15
10DCA-E30
10DCA-ES
10DCA-SS
10DCA-ST
10DCA-AP
10DCA-APD
10DCA-FS
10DCA-IS
10DCA-RRS
10DCA-CTF
10DCA-CTC
10DCA-VC
10DCA-SC
10DCA-SA
10DCA-WS
10DCA-ECK
10DCA-ECB
12DCA-12
12DCA-18
12DCA-36
12DCA-48
12DCA-E15
12DCA-E30
12DCA-ES
12DCA-SS
12DCA-AP
12DCA-APD
12DCA-ST
12DCA-FS
12DCA-IS
12DCA-RRS
12DCA-CTF
12DCA-CTC
12DCA-VC
12DCA-SC
12DCA-WS
12DCA-ECK
12DCA-ECB
14DCA-12
14DCA-18
14DCA-36
14DCA-48
14DCA-E15
14DCA-E30
14DCA-ES
14DCA-SS
14DCA-ST
14DCA-AP
14DCA-APD
14DCA-FS
14DCA-IS
14DCA-RRS
14DCA-CTF
14DCA-CTC
14DCA-VC
14DCA-SC
14DCA-WS
14DCA-ECK
14DCA-ECB
16DCA-12
16DCA-18
16DCA-36
16DCA-48
16DCA-E15
16DCA-E30
16DCA-ES
16DCA-SS
16DCA-ST
16DCA-AP
16DCA-APD
16DCA-FS
16DCA-IS
16DCA-RRS
16DCA-CTF
16DCA-CTC
16DCA-VC
16DCA-SC
16DCA-WS
16DCA-ECB
8693
8580
8675
8678
8606
8612
8618
8624
8648
8685
8687
8646
8647
8645
8690
8667
8655
8679
8680
8670
4643
8775
8778
8706
8712
8718
8785
8724
8748
8787
8746
8747
8745
8790
8767
8766
8755
8779
8780
8875
8878
8806
8812
8818
8824
8848
8885
8887
8846
8847
8845
8890
8867
8860
8866
8855
8879
8880
8870
4843
1692
6591
1671
1671SS
1647
1647SS
6691
1860
1612
1612SS
1624
1624SS
1648
1648SS
1667
1655
1655SS
1645
1645SS
1690
1690SS
1605
1675
1672
1677
1677SS
4706
1668
1771
6791
1712
1724
1767
1748
1745
1790
1755
1705
1775
1772
1777
1768
1871
1871SS
6891
1812
1812SS
1824
1824SS
1848
1848SS
1867
1855
1855SS
1845
1845SS
1890
1890SS
1805
1875
1872
1877
1877SS
1868
2070
2012
2024
2067
2069
2055
2045
2090
2072
2068
3PVP-KHA
3PVP-KHAC
3PVP-KVA
3PVP-KVAC
3PVP-KVB
3PVP-AIK
4PVP-KHA
4PVP-KVA
4PVP-KVB
3PVP-06
3PVP-06B
3PVP-12
3PVP-12B
3PVP-12SS
3PVP-24
3PVP-24B
3PVP-24SS
3PVP-36
3PVP-36B
3PVP-60
3PVP-60B
3PVP-12A
3PVP-12AB
3PVP-18A
3PVP-18AB
3PVP-48A
3PVP-48AB
3PVP-60F
3PVP-AD
3PVP-ADB
3PVP_ADS
3PVP-ADHB
3PVP-X4AD
3PVP-X4ADHB
3PVP-X4ADB
3PVP-INC
3PVP-ADFF
3PVP-ADFM
3PVP-E45
3PVP-E45B
3PVP-E90
3PVP-E90B
3PVP-VCT33
3PVP-VCTB33
3PVP-T
3PVP-TB
3PVP-TAD
3PVP-TADB
3PVP-TADX4
3PVP-TADX4B
3PVP-DBT
3PVP-DBTB
3PVP-CO
3PVP-COB
3PVP-VC
3PVP-HC
3PVP-HSC
3PVP-WT
3PVP-WT3
3PVP-WTI
3PVP-FS
3PVP-FS3
3PVP-WS
3PVP-WSA
3PVP-WSA-EXT
3PVP-CS
3PVP-HS
3PVP-SC
3PVP-FTC
3PVP-IS
3PVP-F6
3PVP-FF
3PVP-F6DS
3PVP-F12DS
3PVP-WTC
3PVP-RC
3PVP-X4
3PVP-X6
3PVP-X8
4PVP-06
4PVP-06B
4PVP-12
4PVP-12B
4PVP-12SS
4PVP-24
4PVP-24B
4PVP-24SS
4PVP-36
4PVP-36B
4PVP-60
4PVP-60B
4PVP-12A
4PVP-12AB
4PVP-18A
4PVP-18AB
4PVP-48A
4PVP-48AB
4PVP-60F
4PVP-AD
4PVP-ADB
4PVP-ADFF
4PVP-ADFM
4PVP-ADS
4PVP-E45
4PVP-E45B
4PVP-E90
4PVP-E90B
4PVP-VCT34
4PVP-VCTB34
4PVP-T
4PVP-TB
4PVP-T3
4PVP-T3B
4PVP-TAD
4PVP-TADB
4PVP-DBT
4PVP-CO
4PVP-DBTB
4PVP-COB
4PVP-VC
4PVP-HRC
4PVP-HC
4PVP-HSC
4PVP-WT
4PVP-WT3
4PVP-WTI
4PVP-WTI3
4PVP-FS
4PVP-FS3
4PVP-WS
4PVP-WSA
4PVP-CS
4PVP-HS
4PVP-SC
4PVP-FTC
4PVP-IS
4PVP-F6
4PVP-FF
4PVP-F6DS
4PVP-F12DS
4PVP-RC
4PVP-X6
4PVP-X8
3PVP-15BF
3PVP-20BF
3PVP-25BF
3PVP-30BF
3PVP-35BF
3PVP-100BF
4PVP-15BF
4PVP-20BF
4PVP-25BF
4PVP-30BF
4PVP-35BF
4PVP-100BF
3PVP-XXBF
4PVP-XXBF
6CAS-WTDT
6CAS-WTHTC
6CAS-CS24DT
6CAS-CS24HTC
6CAS-CS36DT
6CAS-CS36HTC
6CAS-12
6CAS-24A
6CAS-46A
6CAS-68A
6CAS-E45
6CAS-E90
6CAS-T
6CAS-ADK
8CAS-WTDT
8CAS_WTHTC
8CAS-CS24DT
8CAS-CS24HTC
8CAS-CS36DT
8CAS-CS36HTC
8CAS-12
8CAS-24A
8CAS-46A
8CAS-68A
8CAS-E45
8CAS_E90
8CAS-T
8CAS-ADK
CAS-FA
3CAS-WTPK
4CAS-WTPK
3CAS-C70A
5DLR-E30
5DLR-E45
5DLR-T
5DLR-R6
5DLR-36F
5DLR-60F
5DLR-12
5DLR-24
5DLR-36
5DLR-48
5DLR-KVA
5DLR-KVB
4641
4681
4681-RO
4681-O
4680
4680-O
4615
4630
4645
4667
4667-O
4668-O
4666
4644
6DLR-36F
6DLR-60F
4636-F
4660-F
6DLO-36F
6DLO-60F
4636-OF
4660-OF
6DLO-36FR
6DLO-60FR
4636-OR
4660-OR
4614-RO
4612
4624
4636
4648
4612-OP
4624-OP
4636-OP
4648-OP
4685
4686
4688-O
4687-O
4671
4841
4881
4881-RO
4881-O
4880
4880-O
4830
4845
4867
4867-O
4868-O
4866
4844
8DLR-36F
8DLR-60F
4836-F
4860-F
4836-OF
4860-OF
4836-OR
4860-OR
4814-RO
4812
4824
4836
4848
4812-OP
4824-OP
4836-OP
4848-OP
4885
4886
4886-O
4885-O
4871
46DVA-KHA
46DVA-KHC
46DVA-GK
46DVA-CL33
46DVA-CL33H
46DVA-CL34
46DVA-CTFK
46DVA-KMC
46DVA-KCT
46DVA-KCA
46DVA-CL33P
46DVA-CL34P
46DVA-KCB
46DVA-KCC
46DVA-06
46DVA-06B
46DVA-09
46DVA-09B
46DVA-12
46DVA-12B
46DVA-16A
46DVA-16AB
46DVA-18
46DVA-18B
46DVA-24
46DVA-24B
46DVA-36
46DVA-36B
46DVA-48
46DVA-48B
46DVA-60
46DVA-60B
46DVA-08A
46DVA-08AB
46DVA-17TA
46DVA-17TAB
0912
0917
46DVA-24TA
0917B
46DVA-24TAB
46DVA-E30
46DVA-E45
46DVA-E45B
46DVA-E60
46DVA-E90
46DVA-E90B
46DVA-ES
46DVA-DC
46DVA-CS
46DVA-WT
46DVA-WTS
46DVA_WTU
46DVA-WFS
46DVA-VSS
46DVA-VSK
46DVA-VSK-SS
46DVA-VSKS
46DVA-VSK-S
46DVA-VSKS-SS
46DVA-VSK-C
46DVA-VSKS-C
46DVA-FS
46DVA-IS
46DVA-WS
46DVA-RD
46DVA-F6
46DVA-F12
46DVA-FF
46DVA-F6DS
46DVA-F12DS
46DVA-CF
46DVA-CFS
46DVA-CFK
46DVA-CFKS-S
46DVA-CFKS
46DVA-CFK-S
46DVA-SC
46DVA-HRCS
46DVA-HSC
46DVA-HSC-S
46DVA-HSC-C
46DVA-HSCH
46DVA-HSCH-S
46DVA-HSCH-C
46DVA-HC
46DVA-HC-S
46DVA-HC-C
46DVA-HTC
46DVA-SNK14
46DVA-SNK36
46DVA-WG
46DVA-VWG
46DVA-VCH
46DVA-VC
46DVA-VC-S
46DVA-VCE
46DVA-GCL
46DVA-TCL
46DVA-VCL
46DVA-ADP
46DVA-ADF
46DVA-CT
58DVA-06
58DVA-06B
58DVA-09
58DVA-09B
58DVA-12
58DVA-12B
58DVA-18
58DVA-18B
58DVA-24
58DVA-24B
58DVA-36
58DVA-36B
58DVA-48
58DVA-48B
58DVA-60
58DVA-60B
58DVA-08A
58DVA-08AB
58DVA-16A
58DVA-16AB
58DVA-17TA
58DVA-24TA
58DVA-E30
58DVA-E60
58DVA-E45
58DVA-E45B
58DVA-E90
58DVA-E90B
58DVA-ES
58DVA-DC
58DVA-CS
58DVA-WT
58DVA-WTS
58DVA-WTU
58DVA-WFS
58DVA-VSS
58DVA-VSK
58DVA-VSK-C
58DVA-VSK-SS
58DVA-FS
58DVA-IS
58DVA-WS
58DVA-RD
58DVA-F6
58DVA-F12
58DVA-FF
58DVA-F6DS
58DVA-F12DS
58DVA-CFK
58DVA-CF
58DVA-SC
58DVA-HRCS
58DVA-HSC
58DVA-HSC-S
58DVA-HSC-C
58DVA-HSCH
58DVA-HSCH-S
58DVA-HSCH-C
58DVA-HC
58DVA-HC-S
58DVA-HC-C
58DVA-SNK14
58DVA-SNK36
58DVA-VCH
58DVA-VC
58DVA-VC-S
58DVA-VCE
3006
3006B
3012
3012B
3024
3024B
3036
3036B
3060
3060B
3012A
3012AB
3060F
3079
3076
3045
3045B
3090
3090B
3067
3067B
3067A
3067AB
3080
3085
3043
3042
3069
3041
3044
3059
3054
3049
3051
3957
3073
3074
3075
3106
3106B
3112
3112B
3124
3124B
3136
3136B
3160
3160B
3112A
3112AB
3160F
3179
3145
3145B
3190
3190B
3167
3167B
3166
3166B
3167A
3167AB
3180
3185
3143
3142
3169
3141
3144
3159
3149
3151
3958
3174
3175
3000
3100
33006
33006B
33012
33012B
33024
33024B
33036
33036B
33060
33060F
33060B
33012A
33012AB
33079
33079B
33076
33045
33045B
33090
33090B
33067
33067B
33067A
33080
33085
33043
33073
33106
33106B
33112
33112B
33112AB
33124
33124B
33136
33136B
33160
33160B
33160F
33112A
33179
33145
33145B
33190
33167
33167A
33166
33166B
33180
33185
33143
33000
33100
3VFT-25K
3VFT-35K
4VFT-25K
4VFT-35K
5VFT-25K
5VFT-35K
55VFT-25K
55VFT-35K
6VFT-25K
6VFT-35K
7VFT-25K
7VFT-35K
8VFT-25K
8VFT-35K
3VFT-25KT
3VFT-35KT
4VFT-25KT
4VFT-35KT
5VFT-25KT
5VFT-35KT
55VFT-25KT
55VFT-35KT
6VFT-25KT
6VFT-35KT
7VFT-25KT
7VFT-35KT
8VFT-25KT
8VFT-35KT
VCK
6-RTA-CK
6-RTA-SK
6-RVK-CK
6-RVK-SK
8-RTA-CK
8-RTA-SK
8-RVK-CK
8-RVK-SK
8-TVKRO-CK
8-TVKRE-CK
10-TVKRE-CK
10-TVKRE-SK
3VFT-XX
3VFT-EXT 5
3VFT-EXT 10
3VFT-25B
3VFT-35B
3CP-316
3-SL-316
3EL-45-316
3EL-90-316
3TE-316
3TC-316
3EX-316
3RC
3RCB
3TKP
3IC
4VFT-XX
4VFT-EXT5
4VFT-EXT10
4VFT-25B
4VFT-35B
4CP-316
4SL-316
4EL-45-316
4EL-90-316
4TE-316
4TC-316
4EX-316
4VFT3S-316
4VFT3B
4RC
4RCB
4TKP
4IC
5VFT-XX
5VFT-EXT5
5VFT-EXT10
5VFT-25B
5VFT-35B
5CP-316
5SL-316
5EL-45-316
5EL-90-316
5TE-316
5TC-316
5EX-316
5TSW-316
5RC
5SC
5RCB
5TKP
5IC
55VFT-XX
55VFT-EXT5
55VFT-EXT10
55VFT-25B
55VFT-35B
55CP-316
55SL-316
55EL-45-316
55EL-90-316
55TE-316
55TC-316
55RC
55RCB
55TKP
55IC
6VFT-XX
6VFT-EXT5
6VFT-EXT10
6VFT-25B
6VFT-35B
6CP-316
6SL-316
6EL-45-316
6EL-90-316
6TE-316
6TC-316
6EX-316
6TSW-316
6RC
6SC
6RCB
6TKP
6BPC
6FA
6DCF-R
66AD
67AD
68AD
6IC
6STO-48
6STO-57
6RTO-48
6RTO-57
7VFT-XX
7VFT-EXT5
7VFT-EXT10
7VFT-25B
7VFT-35B
7CP-316
7SL-316
7EL-45-316
7EL-90-316
7TE-316
7TC-316
7EX-316
7TSW-316
7RC
7SC
7RCB
7TKP
7BPC
78DA
7IC
7STO-48
7STO-57
7RTO-57
8VFT-XX
8VFT-EXT5
8VFT-EXT10
8VFT-25B
8VFT-35B
8CP-316
8SL-316
8EL-45-316
8EL-90-316
8TE-316
8TC-316
8EX-316
8TSW-316
8RC
8SC
8RCB
8TKP
8BPC
8FA
8DCF-R
8ICO
88AD
89AD
810AD
8IC
8STO-48
8STO-57
8RTO-48
8RTO-57
9VFT-XX
9CP-316
9SL-316
9EL-45-316
9EL-90-316
9TE-316
9TC-316
9EX-316
9RC
9RCB
9TKP
9BPC
910AD
9IC
9STO-48
10VFT-XX
10CP-316
10SL-316
10EL-45-316
10EL-90-316
10TE-316
10TC-316
10EX-316
10RC
10RCB
10TKP
10ICO
1010AD
10IC
10STO-48
10STO-57
10RTO-57
11VFT-XX
11CP-316
11SL-316
11EL-45-316
11-EL-90-316
11TE-316
11TC-316
11EX-316
11RC
11RCB
11TKP
DVF-RO
11IC
12VFT-XX
12CP-316
12SL-316
12EL-45-316
12EL-90-316
12TE-316
12TC-316
12EX-316
12RC
12RCB
12TKP
12IC
3VG-XX
3CP-294
3SL-294
3EL-45-294
3EL-90-294
3TO-294
4VG-XX
4CP-294
4SL-294
4EL-45-294
4EL-90-294
4TE-294
4TC-294
4TO-294
5VG-XX
5CP-294
5SL-294
5EL-45-294
5EL-90-294
5TE-294
5TC-294
5TO-294
65IR-294
6VG-XX
6CP-294
6SL294
6EL-45-294
6EL-90-294
6TE-294
6TC-294
6TO-294
76IR-294
7VG-XX
7CP-294
7SL-294
7EL-45-294
7EL-90-294
7TE-294
7TC-294
78IR-294
8VG-XX
8CP-294
8SL-294
8EL-45-294
8EL-90-294
8TE-294
8TC-294
98IR-294
DCF-RO
9VG-XX
9CP-294
9SL-294
9EL-45-294
9EL-90-294
9TE-294
9TC-294
10VG-XX
10CP-294
10SL-294
10EL-45-294
10EL-90-294
10TE-294
10TC-294
11VG-XX
11CP-294
11SL-294
11EL-45-294
11EL-90-294
11TE-294
11TC-294
11DCF-RO
12VG-XX
12CP-294
12SL-294
12EL-45-294
12EL-90-294
12TE-294
12TC-294
3DF304-15
3DF304-20
3DF304-25
3DF304-30
3DF304-35
3DF304-100
4DF304-15
4DF304-20
4DF304-25
4DF304-30
4DF304-35
4DF304-100
5DF304-15
5DF304-20
5DF304-25
5DF304-30
5DF304-35
5DF304-100
55DF304-15
55DF304-20
55DF304-25
55DF304-30
55DF304-35
55DF304-100
6DF304-15
6DF304-20
6DF304-25
6DF304-30
6DF304-35
6DF304-100
7DF304-15
7DF304-20
7DF304-25
7DF304-30
7DF304-35
7DF304-50
8DF304-15
8DF304-20
8DF304-25
8DF304-30
8DF304-35
8DF304-50
3DF304X
4DF304X
5DF304X
55DF304X
6DF304X
7DF304X
8DF304X
Ovalizing
3DF304-15K
3DF304-20K
3DF304-25K
3DF304-30K
3DF304-35K
4DF304-15K
4DF304-20K
4DF304-25K
4DF304-30K
4DF304-35K
5DF304-15K
5DF304-20K
5DF304-25K
5DF304-30K
5DF304-35K
55DF304-15K
55DF304-20K
55DF304-25K
55DF304-30K
55DF304-35K
6DF304-15K
6DF304-20K
6DF304-25K
6DF304-30K
6DF304-35K
7DF304-15K
7DF304-20K
7DF304-25K
7DF304-30K
7DF304-35K
8DF304-15K
8DF304-20K
8DF304-25K
8DF304-30K
8DF304-35K
3DF304-15KT
3DF304-20KT
3DF304-25KT
3DF304-30KT
3DF304-35KT
4DF304-15KT
4DF304-2OKT
4DF304-25KT
4DF304-30KT
4DF304-35KT
5DF304-15KT
5DF304-20KT
5DF304-25KT
5DF304-30KT
5DF304-35KT
55DF304-15KT
55DF304-20KT
55DF304-25KT
55DF304-30KT
55DF304-35KT
6DF304-15KT
6DF304-20KT
6DF304-25KT
6DF304-30KT
6DF304-35KT
7DF304-15KT
7DF304-20KT
7DF304-25KT
7DF304-30KT
7DF304-35KT
8DF304-15KT
8DF304-20KT
8DF304-25KT
8DF304-30KT
8DF304-35KT
3DF316-15
3DF316-20
3DF316-25
3DF316-30
3DF316-35
3DF316-100
4DF316-15
4DF316-20
4DF316-25
4DF316-30
4DF316-35
4DF316-100
5DF316-15
5DF316-20
5DF316-25
5DF316-30
5DF316-35
5DF316-100
55DF316-15
55DF316-20
55DF316-25
55DF316-30
55DF316-35
55DF316-100
6DF316-15
6DF316-20
6DF316-25
6DF316-30
6DF316-35
6DF316-100
7DF316-15
7DF316-20
7DF316-25
7DF316-30
7DF316-35
7DF316-50
8DF316-15
8DF316-20
8DF316-25
8DF316-30
8DF316-35
8DF316-50
3DF316X
4DF316X
5DF316X
55DF316X
6DF316X
7DF316X
8DF316X
3DF316-15K
3DF316-20K
3DF316-25K
3DF316-30K
3DF316-35K
4DF316-15K
4DF316-20K
4DF316-25K
4DF316-30K
4DF316-35K
5DF316-15K
5DF316-20K
5DF316-25K
5DF316-30K
5DF316-35K
55DF316-15K
55DF316-20K
55DF316-25K
55DF316-30K
55DF316-35K
6DF316-15K
6DF316-20K
6DF316-25K
6DF316-30K
6DF316-35K
7DF316-15K
7DF316-20K
7DF316-25K
7DF316-30K
7DF316-35K
8D316-15K
8DF316-20K
8DF316-25K
8DF316-30K
8DF316-35K
3DF316-15KT
3DF316-20KT
3DF316-25KT
3DF316-30KT
3DF316-35KT
4DF316-15KT
4DF316-20KT
4DF316-25KT
4DF316-30KT
4DF316-35KT
5DF316-15KT
5DF316-20KT
5DF316-25KT
5DF316-30KT
5DF316-35KT
55DF316-15KT
55DF316-20KT
55DF316-25KT
55DF316-30KT
55DF316-35KT
6DF316-15KT
6DF316-20KT
6DF316-25KT
6DF316-30KT
6DF316-35KT
7DF316-15KT
7DF316-20KT
7DF316-25KT
7DF316-30KT
7DF316-35KT
8DF316-15KT
8DF316-20KT
8DF316-25KT
8DF316-30KT
8DF316-35KT
4DF316-25VCK
4DF316-35VCK
55DF316-25VCK
55DF316-35VCK
6DF316-25VCK
6DF316-35VCK
3DFPRO-15
3DFPRO-20
3DFPRO-25
3DFPRO-30
3DFPRO-35
3DFPRO-50
3DFPRO-200
4DFPRO-15
4DFPRO-20
4DFPRO-25
4DFPRO-30
4DFPRO-35
4DFPRO-50
4DFPRO-200
5DFPRO-15
5DFPRO-20
5DFPRO-25
5DFPRO-30
5DFPRO-35
5DFPRO-50
5DFPRO-125
55DFPRO-15
55DFPRO-20
55DFPRO-25
55DFPRO-30
55DFPRO-35
55DFPRO-50
55DFPRO-100
6DFPRO-15
6DFPRO-20
63DFPRO-25
6DFPRO-30
6DFPRO-35
6FDFPRO-50
6DFPRO-100
7DFPRO-15
7DFPRO-20
7DFPRO-25
7DFPRO-30
7DFPRO-35
7DFPRO-50
8DFPRO-15
8DFPRO-20
8DFPRO-25
8DFPRO-30
8DFPRO-35
8DFPRO-50
3DFPROX
4DFPROX
5DFPROX
55DFPROX
6DFPROX
7DFPROX
8DFPR0X
9DFPROX
10DFPROX
11DFPROX
12DFPROX
3DFPRO-15K
3DFPRO-20K
3DFPRO-25K
3DFPRO-30K
3DFPRO-35K
4DFPRO-15K
4DFPRO-20K
4DFPRO-25K
4DFPRO-30K
4DFPRO-35K
5DFPRO-15K
5DFPRO-20K
5DFPRO-25K
5DFPRO-30K
5DFPRO-35K
55DFPRO-15K
55DFPRO-20K
55DFPRO-25K
55DFPRO-30K
55DFPRO-35K
6DFPRO-15K
6DFPRO-20K
6DFPRO-25K
6DFPRO-30K
6DFPRO-35K
7DFPRO-15K
7DFPRO-20K
7DFPRO-25K
7DFPRO-30K
7DFPRO-35K
8DFPRO-15K
8DFPRO-20K
8DFPRO-25K
8DFPRO-30K
8DFPRO-35K
3DFPRO-15KT
3DFPRO-20KT
3DFPRO-25KT
3DFPRO-30KT
3DFPRO-35KT
4DFPRO-15KT
4DFPRO-20KT
4DFPRO-25KT
4DFPRO-30KT
4DFPRO-35KT
5DFPRO-15KT
5DFPRO-20KT
5DFPRO-25KT
5DFPRO-30KT
5DFPRO-35KT
55DFPRO-15KT
55DFPRO-20KT
55DFPRO-25KT
55DFPRO-30KT
55DFPRO-35KT
6DFPRO-15KT
6DFPRO-20KT
6DFPRO-25KT
6DFPRO-30KT
6DFPRO-35KT
7DFPRO-15KT
7DFPRO-20KT
7DFPRO-25KT
7DFPRO-30KT
7DFPRO-35KT
8DFPRO-15KT
8DFPRO-20KT
8DFPRO-25KT
8DFPRO-30KT
8DFPRO-35KT
3DFPRO-20VCK
4DFPRO-20VCK
4DFPRO-25VCK
4DFPRO-30VCK
4DFPRO-35VCK
55DFPRO-20VCK
55DFPRO-25VCK
55DFPRO-30VCK
55DFPRO-35VCK
6DFPRO-25VCK
6DFPRO-30VCK
6DFPRO-35VCK
6DFPRO-25OVALVCK
6DFPRO-35OVALVCK
3DFSW-15
3DFSW-20
3DFSW-25
3DFSW-30
3DFSW-35
3DFSW-50
3DFSW-200
4DFSW-15
4DFSW-20
4DFSW-25
4DFSW-30
4DFSW-35
4DFSW-50
4DFSW-200
5DFSW-15
5DFSW-20
5DFSW-25
5DFSW-30
5DFSW-35
5DFSW-50
5DFSW-125
55DFSW-15
55DFSW-20
55DFSW-25
55DFSW-30
55DFSW-35
55DFSW-50
55DFSW-100
6DFSW-15
6DFSW-20
6DFSW-25
6DFSW-30
6DFSW-35
6DFSW-50
6DFSW-100
7DFSW-15
7DFSW-20
7DFSW-25
7DFSW-30
7DFSW-35
7DFSW-50
8DFSW-15
8DFSW-20
8DFSW-25
8DFSW-30
8DFSW-35
8DFSW-50
3DFSWX
4DFSWX
5DFSWX
55DFSWX
6DFSWX
7DFSWX
8DFSWX
9DFSWX
10DFSWX
11DFSWX
12DFSWX
3DFSW-15K
3DFSW-20K
3DFSW-25K
3DFSW-30K
3DFSW-35K
4DFSW-15K
4DFSW-20K
4DFSW-25K
4DFSW-30K
4DFSW-35K
5DFSW-15K
5DFSW-20K
5DFSW-25K
5DFSW-30K
5DFSW-35K
55DFSW-15K
55DFSW-20K
55DFSW-25K
55DFSW-30K
55DFSW-35K
6DFSW-15K
6DFSW-20K
6DFSW-25K
6DFSW-30K
6DFSW-35K
7DFSW-15K
7DFSW-20K
7DFSW-25K
7DFSW-30K
7DFSW-35K
8DFSW-15K
8DFSW-20K
8DFSW-25K
8DFSW-30K
8DFSW-35K
3DFSW-15KT
3DFSW-20KT
3DFSW-25KT
3DFSW-30KT
3DFSW-35KT
4DFSW-15KT
4DFSW-20KT
4DFSW-25KT
4DFSW-30KT
4DFSW-35KT
5DFSW-15KT
5DFSW-20KT
5DFSW-25KT
5DFSW-30KT
5DFSW-35KT
55DFSW-15KT
55DFSW-20KT
55DFSW-25KT
55DFSW-30KT
55DFSW-35KT
6DFSW-15KT
6DFSW-20KT
6DFSW-25KT
6DFSW-30KT
6DFSW-35KT
7DFSW-15KT
7DFSW-20KT
7DFSW-25KT
7DFSW-30KT
7DFSW-35KT
8DFSW-15KT
8DFSW-20KT
8DFSW-25KT
8DFSW-30KT
8DFSW-35KT
3DFS-VC
3DFS-TP
3DFS-T
3DFS-FC
3DFS-MS
3DFS-FP
3DFS-VCK
DFS-SA
4DFS-VC
4DFS-TP
4DFS-T
4DFS-FC
4DFS-MS
4DFS-FP
4DFS-VCK
5DFS-VC
5DFS-TP
5DFS-TPA
5DFS-TPB
5DFS-T
5DFS-FC
5DFS-S
5DFS-MS
5DFS-FP
5DFS_VCK
55DFS-VC
55DFS-TP
55DFS-TPA
55DFS-TPB
55DFS-T
55DFS-FC
55DFS-MS
55DFS-FP
55DFS-VCK
6DFS-VC
6DFS-TP
6DFS-TPA
6DFS-TPB
6DFS-T
6DFS-FC
6DFS-S
6DFS-MS
6DFS-FP
6DFS-VCK
6DFS-X55
7DFS-VC
7DFS-TP
7DFS-T
7DFS-FC
7DFS-S
7DFS-MS
7DFS-FP
7DFS-VCK
8DFS-VC
8DFS-TP
8DFS-T
8DFS-FC
8DFS-S
8DFS-MS
8DFS-FP
8DFS-VCK
020597
020600
020710
020713
020715
020717
020921
020901
020903
020905
2PPS-HK
3PPS-HK
4PPS-HK
2PPS-VK
2PPS-VK-TC
3PPS-VK
3PPS-VK-TC
4PPS-VK
4PPS-VK-TC
2PPS-12
2PPS-12B
2PPS-36
2PPS-36B
2PPS-72
2PPS-AVL
2PPS-TP
2PPS-AD
2PPS-E45
2PPS-E45B
2PPS-E90
2PPS-E90B
2PPS-E90EB
2PPS-C
2PPS-CD
2PPS-T
2PPS-TB
2PPS-TCD
2PPS-X3
2PPS-WSM
2PPS-WSM-SS
2PPS-WPB
2PPS-WPT
2PPS-FS
2PPS-FSS
2PPS-FF
2PPS-F5
2PPS-F12
2PPS-F12-TC
2PPS-HTP
2PPS-HST
2PPS-VFT
2PPS-HLK
2PPS-GA
2PPS-GAA
2PPS-GAV
2PPS-LB
PPS-PAC
3PPS-12
3PPS-12B
3PPS-36
3PPS-36B
3PPS-72
3PPS-AVL
3PPS-TP
3PPS-AD
3PPS-E45
3PPS-E45B
3PPS-E90
3PPS-E90B
3PPS-E90EB
3PPS-C
3PPS-CD
3PPS-T
3PPS-TB
3PPS-TCD
3PPS-X4
3PPS-R2
3PPS-WSM
3PPS-WSM-SS
3PPS-WPB
3PPS-WPT
3PPS-FS
3PPS-FSS
3PPS-FF
3PPS-F5
3PPS-F12
3PPS-F12-TC
3PPS-HTP
3PPS-HST
3PPS-VFT
3PPS-HLK
3PPS-GA
3PPS-GAV
3PPS-LB
300150
304271
304261
304260
304330
4PPS-12
4PPS-12B
4PPS-36
4PPS-36B
4PPS-72
4PPS-AVL
4PPS-TP
4PPS-AD
4PPS-E45
4PPS-E45B
4PPS-E90
4PPS-E90B
4PPS-E90EB
4PPS-C
4PPS-CD
4PPS-T
4PPS-TB
4PPS-TCD
4PPS-X5
4PPS-R3
4PPS-WS
4PPS-WSM-SS
4PPS-WPB
4PPS-WPT
4PPS-FS
4PPS-FSS
4PPS-FF
4PPS-F5
4PPS-F12
4PPS-F12-TC
4PPS-HLK
4PPS-GA
4PPS-GAV
4PPS-LB
300151
304272
304262
304331
304320
2PPS-FK
3PPS-FK
4PPS-FK
5PPS-FK
2PPS-FLEX25
2PPS-FLEX35
2PPS-FLEX50
2PPS-FLEX
3PPS-FLEX25
3PPS-FLEX35
3PPS-FLEX50
3PPS-FLEX
4PPS-FLEX25
4PPS-FLEX35
4PPS-FLEX
5PPS-FLEX
2PPS-FCT
2PPS-FAM
2PPS-FAF
2PPS-FAC
2PPS-BV3
2PPS-BV4
2PPS-BV5
2PPS-FSB
2PPS-S
2PPS-SE90X
2PPS-SUP
2PPS-WP
2PPS-GAF
2PPS-GAW
2PPS-BG
2PPS-FP
3PPS-FCT
3PPS-FAM
3PPS-FAF
3PPS-FAC
3PPS-BV5
3PPS-FSB
3PPS-S
3PPS-SE90X
3PPS-SUP
3PPS-WP
3PPS-GAF
3PPS-GAW
3PPS-BG
3PPS-FP
4PPS-FCT
4PPS-FAM
4PPS-FAF
4PPS-FAC
4PPS-FSB
4PPS-S
4PPS-SE90X
4PPS-SUP
4PPS-WP
4PPS-GAF
4PPS-GAW
4PPS-BG
4PPS-FP
5PPS-FCT
5PPS-FAM
5PPS-FAF
5PPS-FAC
5PPS-FSB
5PPS-SE90
5PPS-SE90X
5PPS-SUP
5PPS-WP
5PPS-GAF
5PPS-FP
4PPS-BFV
3PPS-AIG
3PPS-X5AIG
4PPS-AIG
4PPS-X6AIG
5PPS-12
5PPS-36
5PPS-72
5PPS-AVL
5PPS-TP
5PPS-E45
5PPS-E90
PPS-SUP
5PPS-C
5PPS-CD
5PPS-T
5PPS-TCD
5PPS-X6
5PPS-R4
5PPS-WSM
5PPS-WSM-SS
5PPS-FSS
5PPS-F5
5PPS-F12
5PPS-GA
5PPS-GAV
5PPS-VTM
5PPS-HST
5PPS-LB
5PPS-LBC
PPS-PACL
304173
300152
304273
304263
304332
6PPS-12
6PPS-12B
6PPS-36
6PPS-36B
6PPS-72
6PPS-AVL
6PPS-TP
6PPS-E45
6PPS-E90
6PPS-E90B
6PPS-SE90
6PPS-CD
6PPS-C
6PPS-T
6PPS-TCD
6PPS-X8
6PPS-R5
6PPS-WSM
6PPS-WSM-SS
6PPS-FF
6PPS-FSS
6PPS-C45-1
6PPS_C45-2
6PPS-GA
6PPS-GAV
6PPS-VTM
6PPS-HST
6PPS-BG
6PPS-LB
6PPS-LBC
PPS-Siphon
304174
300153
304274
304333
8PPS-40
8PPS-75
8PPS-TP
8PPS-E45
8PPS-E90
8PPS-SE90
8PPS-SUP
8PPS-CD
8PPS-C
8PPS-T
8PPS-TCD
8PPS-R6
8PPS-WSM
8PPS-WSM-SS
8PPS-FSS
8PPS-C45-1
8PPS-C45-2
8PPS-Y66
8PPS-FF
8PPS-GA
8PPS-GAV
8PPS-LB
8PPS-LBC
8PPS-VTM
8PPS-HST
304175
300154
304275
304335
304290
3DFA-25K
3DFA-35K
4DFA-25K
4DFA-35K
5DFA-25K
5DFA-35K
55DFA-25K
55DFA-35K
6DFA-25K
6DFA-35K
7DFA-25K
7DFA-35K
8DFA-25K
8DFA-35K
3DFA-25
3DFA-35
3DFA-50
3DFA-VC
3DFA-T
3DFA-FC
3DFA-FA
3DFA-ADBV
3DFA-TP
3DFS-MS
3DFS-FP
4DFA-25
4DFA-35
4DFA-50
4DFA-FC
4DFA-T
4DFA-TP
4DFA-VC
4DFA-FA
4DFA-ADBV
4DFS-MS
4DFS-FP
5DFA-25
5DFA-35
5DFA-50
5DFA-FC
5DFA-T
5DFA-TP
5DFA-VC
5DFA-FA
5DFA-ADBV
5DFS-MS
5DFS-FP
55DFA-25
55DFA-35
55DFA-50
55DFA-FC
55DFA-T
55DFA-TP
55DFA-VC
55DFS-MS
55DFS-FP
6DFA-25
6DFA-35
6DFA-50
6DFA-FC
6DFA-T
6DFA-TP
6DFA-VC
6DFA-FA
6DFA-ADBV
6DFS-MS
6DFS-FP
7DFA-25
7DFA-35
7DFA-50
7DFA-FC
7DFA-T
7DFA-TP
7DFA-VC
7DFA-FA
7DFA-ADBV
7DFS-MS
7DFS-FP
8DFA-25
8DFA-35
8DFA-50
8DFA-FC
8DFA-T
8DFA-TP
8DFA-VC
8DFA-FA
8DFA-ADBV
8DFS-MS
8DFS-FP
0470
0471
0040
0030
0030C
0020
0020C
0385
0385C
0010
0010C
0400
0400C
0001
0001C
0050
0060
0070
0080
0090
0120
0100S
0101S
0102S
0112S
0187C
0188C
0496
0490
0496H
1485
1440
1470
1460
0340
0170
0160
0354
0150
0140
0140S
0140F
0140FH
0140DS
0630
0130
0041
0031
0031C
0021
0021C
0386
0386C
0011
0011C
0401
0401C
0002
0002C
0002F
0051
0061
0071
0081
0081T3
0091
0425
0426
0427
0121
0103S
0104S
0113S
0116S
0178C
0497
0491
0497H
1486
1441
1471
1461
0171
0161
0151
0141
0141S
0141F
0141DS
0631
0361
0131
0177C
0141FH
0042
0032
0032C
0022
0022C
0387
0387C
0012
0012C
0402
0402C
0003
0003C
0003F
0052
0062
0072
0082
0082T4
0082T3
0092
0430
0431
0432
0122
0105S
0115S
0117S
0498
0492
0498H
1487
1442
1472
1462
0342
0172
0162
0355
0152
0142
0142S
0142F
0142DS
0632
0132
0142FH
0043
0033
0033C
0023
0023C
0388
0388C
0013
0013C
0403
0403C
0004
0004C
0004F
0053
0063
0073
0083
0083T4
0083T3
0093
0440
0441
0442
0443
0445
0446
0123
0106S
0107S
0499
0493
0499H
1488
1443
1473
1463
0173
0163
0153
0143
0143S
0143F
0143DS
0633
0133
0083T5
0143FH
0044
0034
0024
0024C
0389
0389C
0014
0014C
0404
0404C
0005
0005C
0054
0064
0074
0084
0094
0450
0124
0108S
0488
0487
1489
1444
1464N
0344
0164
0356
0154
0144
0144S
0144F
0634
0134
0084T6
0084T5
0084T4
0084T3
0035
0025
0025C
0390
0390C
0015
0015C
0405
0405C
0006
0006C
0055
0065
0075
0085
0095
0125
0495
0494
1490
1445
1465N
0165
0155
0145
0145S
0145F
0635
0135
0085T7
0085T6
0085T5
0085T4
0085T3
2426
2426C
2516
2516C
2456
2466
2476
2586
2596
2626
2620
2621N
2656
2646
2646F
2511
2409
2536
2427
2517
2517C
2457
2477
2587
2597
2623
2627
2657
2622N
2647
2647F
2537
2520
2500
2670
2550
2540
2690
2590
2570
2580
2580F
2560
2521
2501
2671
2551
2541
2691
2591
2571
2581
2581F
2561
2522
2502
2672
2552
2542
2692
2592
2572
2582
2582F
2562
2523
2503
2673
2553
2543
2693
2593
2573
2583
2583F
2563
2524
2504
2674
2554
2544
2694
2594
2574
2584
2584F
2564
2525
2505
2675
2555
2545
2695
2595
2575
2585
2585F
2565
2526
2506
2676
2556
2546
2696
2576
2686
2686F
2566
2527
2507
2677
2557
2547
2697
2577
2687
2687F
2567
2528
2508
2678
2558
2548
2698
2578
2688
2688F
2568
0319
0305
0304
0303
0307
0302
0301
0300
0306
0419
0324
0315
0314
0310
0311
0308
0350
0351
0321
0320
0312
0331
0313
0318
0316
0317DS
0317
0505
0504
0503
0507
0502
0501
0500
0506
0519
0515
0514
0510
0511
0521
0522
0523
0512
0512T3
0512T4
0513
0518
0517
0517DS
0516
0605
0604
0603
0607
0602
0601
0600
0606
0619
0615
0614
0610
0611
0621
0622
0612
0613
0618
0617
0617DS
0616
6505
6504
6503
6502
6501
6605
6604
6603
6602
6601
6705
6704
6703
6702
6701
6805
6804
6803
6802
6801
300661
300662
300663
300664
300665
300666
300667
300668
300669
300670
300671
303119
300682
301011
300676
300684
304000
303300
300864
303290
303282
303351
303352
303260
303280
303238
303350
303259
303242
303800
450000
450100
303255
303277
303327
300001
300015
300045
300060
300075
300090
300250
300278
303128
294500
294511
294522
294533
264544
294590
300160
303890
300130
300650
300239
300175
303004
303014
300205
300959
300220
303815
303834
300236
300186
300311
300500
300810
300280
300600
300839
300295
300360
300430
303801
300325
300944
300911
300922
300305
300540
300700
303787
300382
100141
304103
304003
300002
300016
300046
300061
300076
300091
300251
300276
303129
294501
294512
294523
294534
294545
294591
300161
303891
300131
300651
300240
300176
301029
303015
301041
303047
300206
300960
300221
303816
303835
300237
300187
300312
300501
300811
300281
300601
300840
300296
300361
300431
303802
300326
303964
300614
300945
300912
300923
300710
300809
303739
300380
300381
300541
100142
304104
304004
300003
300017
300047
300062
300077
300252
303667
303130
294502
294513
294524
294535
294546
294592
300162
303892
300132
300652
300241
300177
301030
300199
303033
300207
300961
300222
303817
303836
300188
300313
300282
300602
300841
300297
300362
300432
300327
300615
300946
300913
300924
300807
300455
303776
300542
100143
304105
304005
294503
294514
294525
294536
294547
300004
300018
300048
300063
300078
300253
303668
303143
294504
294515
294526
294537
294548
294594
300163
303893
300133
300653
300242
300178
301031
300208
300962
300223
303818
303837
300189
300314
300813
300283
300603
300842
300298
300363
300433
300616
303749
300328
300947
300914
300925
300306
303738
300543
100144
304106
304006
300005
300019
300049
300064
300079
300254
303669
303144
294505
294516
294527
294538
294649
294595
300164
303894
300134
300654
300243
300179
301032
300209
300963
300224
303819
303838
300190
300284
300604
300843
300299
300364
300434
300329
300617
300948
300915
300926
300544
100145
304107
304007
300006
300020
300050
300065
300080
300255
303670
303145
294506
294517
294528
294539
294642
294596
300165
303895
300135
300655
300244
300180
301033
300210
300964
300225
303820
303839
300191
300815
300285
300605
300844
300300
300365
300435
300330
300618
303774
303750
300949
300916
300308
300927
300545
100146
304108
304008
300007
300021
300051
300066
300081
300256
303671
303146
294597
300166
303896
300136
300656
300245
300181
301034
300211
300965
300226
303821
303840
300192
300286
300606
300845
300301
300366
300436
300331
300619
303777
300950
300917
300928
300546
100147
304109
304009
300008
300022
300052
300067
300082
300257
303672
303147
294598
300167
303897
300137
300657
300246
300182
301035
300212
300966
300227
303822
303841
300193
300287
300607
300846
300302
300367
300437
300332
300620
300863
300642
300865
303751
300952
300918
300929
300547
100148
304110
304010
300009
300023
300053
300068
300083
300258
303673
303148
294600
300168
303898
300138
300658
300247
300183
301036
300213
300967
300228
303823
303842
300194
300289
300608
300847
300322
300368
300438
300333
300868
300644
300866
300869
303778
300954
300919
300930
300548
100149
304112
304012
300010
300024
300054
300069
300084
300259
303674
303149
300169
303899
300139
300659
300248
300184
301037
300214
300968
300229
303824
303843
300195
300290
300609
300848
300323
300369
300439
300622
303498
303779
300956
300920
300931
300549
100150
300011
300025
300055
300070
300085
300260
303675
303150
300170
303900
300140
300660
300249
300185
301038
300215
300969
300230
303825
303844
300196
300291
300610
300849
300324
300293
300440
300623
303780
300958
300921
300932
300550
100151
303905
303909
303913
303917
303921
303937
303929
303901
303925
303933
303941
303945
300748
303981
304014
100152
303991
300993
300987
303906
303910
303914
303918
303922
303938
303930
303902
303926
303934
303942
303946
303551
303983
304016
100153
303993
300994
300984
303907
303911
303915
303919
303923
303939
303931
303903
303927
303935
303943
303947
303552
304018
100154
303995
300985
303908
303912
303916
303920
303924
303940
303932
303904
303928
303936
303944
303948
303553
303987
304020
100155
303997
300996
300986
100001
100015
100045
100060
100075
100250
100160
103890
100130
100650
100239
100175
100205
100824
100220
103815
100280
100325
100407
100406
100193
100002
100016
100046
100061
100076
100251
100161
103891
100131
100651
100240
100176
100206
100825
100221
103816
100281
100326
100381
100194
100003
100017
100047
100062
100077
100252
100162
103892
100132
100652
100241
100177
100207
100826
100222
103817
100282
100327
100195
100647
100004
100018
100048
100063
100078
100253
100163
103893
100133
100653
100242
100178
100208
100827
100223
103818
100283
100328
100196
100614
100613
100005
100019
100049
100064
100079
100254
100164
103894
100134
100654
100243
100179
100209
100828
100224
103819
100284
100329
100638
100197
100006
100020
100050
100065
100080
100255
100165
103895
100135
100655
100244
100180
100829
100210
100225
103820
100285
100330
100618
100401
100395
100439
100198
100007
100021
100051
100066
100081
100256
100166
103896
100136
100656
100245
100181
100211
100841
100226
103821
100286
100331
100199
100612
100008
100022
100052
100067
100082
100257
100167
103897
100137
100657
100246
100182
100842
100212
100227
103822
100287
100332
100200
100369
300480
100617
300484
300492
300970
100009
100023
100053
100068
100083
100258
100168
103898
100138
100658
100247
100183
100213
100228
100843
103823
100289
100333
100201
100403
300481
300485
300493
100621
300971
100010
100024
100054
100069
100084
100259
100169
103899
100139
100659
100248
100184
100214
100229
100844
103824
100290
100622
100202
300482
300486
300494
300972
100011
100025
100055
100070
100085
100260
100170
103900
100140
100660
100249
100185
100215
100230
103825
100850
100291
100203
300483
300487
300495
100623
300973
103905
103909
103913
103917
103921
103937
103929
103901
103925
103933
103941
103945
303982
304015
100615
303992
103906
103910
103914
103918
103922
103938
103930
103902
103926
103934
103942
103946
303984
304017
100645
303994
103907
103911
103915
103919
103923
103939
103931
103903
103927
103935
103943
103947
303986
304019
303996
103908
103912
103916
103920
103924
103940
103932
103904
103928
103936
103944
103948
303988
304021
100662
303998
303237
300703
300824
300825
300826
300827
300828
300829
300830
300831
300832
300833
300834
303221
303222
303223
303224
303225
303226
303227
303228
303229
303230
303231
300558
300499
300562
300428
100340
100341
100557
100412
100413
100414
100415
100416
100417
100418
100419
100830
100831
100832
100833
100834
100835
100836
100837
100838
100839
100840
303765
303766
303235
303759
300421
300451
300342
300343
300597
300598
300388
300563
300880
300881
300357
300422
300511
300460
300474
300641
300643
300567
303298
300423
300444
300463
301001
301008
301005
301006
300359
300445
300345
300406
300509
300510
300462
300461
300407
300346
300405
300535
300534
300835
300836
300837
300838
300867
300344
300408
300394
300647
300566
300611
300410
300411
300568
300569
300355
300358
300349
300851
300853
300979
300980
W2-WBT4
W2-WBT5
W2-WBT6
W2-WBT7
W2-WBT8
W2-WBT9
W2-WBT10
W2-WBT12
W2-WBT14
W2-WBT16
W2-WBT18
W2-WBT20
W2-WBT22
W2-WBT24
FSWBT6
FSWBT7
FSWBT8
FSWBT9
FSWBT10
FSWBT12
FSWBT14
FSWBT16
FSWBT18
FSWBT20
FSWBT22
FSWBT24
FSWBT4
FSWBT5

## SAP and Smart Numb (hidden)
Old Stock Number | Order/Smart Number | Stock/SAP Number
9302GA | 5DT-06 | 810000000
9302 | 5DT-06SS | 810000001
9308B | 5DT-09B | 810000002
9308 | 5DT-09SS | 810000003
9303B | 5DT-12B | 810000004
9303 | 5DT-12SS | 810000005
9304 | 5DT-18SS | 810000006
9305GACF | 5DT-24CF | 810000007
9305 | 5DT-24SS | 810000008
9305CF | 5DT-24SSCF | 810000009
9306 | 5DT-36SS | 810000010
9306CF | 5DT-36SSCF | 810000011
9307 | 5DT-48SS | 810000012
9307CF | 5DT-48SSCF | 810000013
9309CF | 5DT-60SSCF | 810000014
9364KIT | 5DT-E15KSS | 810000015
9366KIT | 5DT-E30KSS | 810000016
9360 | 5DT-ES | 810000017
9338A | 5DT-CS11 | 810000018
9338B | 5DT-CS24 | 810000019
9338D | 5DT-CS36 | 810000020
9345 | 5DT-RCS | 810000021
9345TS | 5DT-TC | 810000022
9345TR | 5DT-TCR | 810000023
9344 | 5DT-FCS | 810000024
9363 | 5DT-RS | 810000025
9348A | 5DT-RSTC3 | 810000026
9348B | 5DT-RSTC6 | 810000027
9348C | 5DT-RSTC9 | 810000028
9348D | 5DT-RSTC12 | 810000029
9343 | 5DT-WT | 810000030
9367GA | 5DT-T | 810000031
9367SS | 5DT-T-SS | 810000032
9372GA | 5DT-TSB | 810000033
9372SS | 5DT-TSBSS | 810000034
9375GA | 5DT-ST | 810000035
9375SS | 5DT-STSS | 810000036
9358 | 5DT-FC | 810000037
9341 | 5DT-AP | 810000038
9347 | 5DT-FRS | 810000039
9346 | 5DT-IS | 810000040
9389 | 5DT-RRS | 810000041
9330 | 5DT-CTF | 810000042
9359 | 5DT-SC | 810000043
9365 | 5DT-XRB | 810000044
9349 | 5DT-F6 | 810000045
9350 | 5DT-F12 | 810000046
9352 | 5DT-F18 | 810000047
9381 | 5DT-F24 | 810000048
9351 | 5DT-FF | 810000049
9384 | 5DT-VC | 810000050
9301 | 5DT-LB | 810000051
9368GA | 5DT-WS | 810000052
9368SS | 5DT-WSSS | 810000053
9482 | 5DT-SA | 810000054
9302B | 5DT-6B | 810000055
9308GA | 5DT-9 | 810000056
9303GA | 5DT-12 | 810000057
9304GA | 5DT-18 | 810000058
9305GA | 5DT-24 | 810000059
9306GA | 5DT-36 | 810000060
9306GACF | 5DT-36CF | 810000061
9307GA | 5DT-48 | 810000062
9307GACF | 5DT-48CF | 810000063
9309GACF | 5DT-60 | 810000064
9366GAKIT | 5DT-E30K | 810000065
9356 | 5DT-FS | 810000066
9402GA | 6DT-06 | 810000067
9402B | 6DT-06B | 810000068
9402 | 6DT-06SS | 810000069
9408GA | 6DT-09 | 810000070
9408B | 6DT-09B | 810000071
9408 | 6DT-09SS | 810000072
9403GA | 6DT-12 | 810000073
9403B | 6DT-12B | 810000074
9403 | 6DT-12SS | 810000075
9404GA | 6DT-18 | 810000076
9404 | 6DT-18SS | 810000077
9405GA | 6DT-24 | 810000078
9405GACF | 6DT-24CF | 810000079
9405 | 6DT-24SS | 810000080
9405CF | 6DT-24SSCF | 810000081
9406GA | 6DT-36 | 810000082
9406GACF | 6DT-36CF | 810000083
9406 | 6DT-36SS | 810000084
9406CF | 6DT-36SSCF | 810000085
9407GA | 6DT-48 | 810000086
9407GACF | 6DT-48CF | 810000087
9407 | 6DT-48SS | 810000088
9407CF | 6DT-48SSCF | 810000089
9409GACF | 6DT-60CF | 810000090
9409CF | 6DT-60SSCF | 810000091
9411 | 6DT-21TASS | 810000092
9464GAKIT | 6DT-E15K | 810000093
9464KIT | 6DT-E15KSS | 810000094
9466GAKIT | 6DT-E30K | 810000095
9466KIT | 6DT-E30KSS | 810000096
9460 | 6DT-ES | 810000097
9438A | 6DT-CS11 | 810000098
9438B | 6DT-CS24 | 810000099
9438D | 6DT-CS36 | 810000100
9436B | 6DT-CS24R | 810000101
9445 | 6DT-RCS | 810000102
9444 | 6DT-FCS | 810000103
9463 | 6DT-RS | 810000104
9448A | 6DT-RSTC3 | 810000105
9448B | 6DT-RSTC6 | 810000106
9448C | 6DT-RSTC9 | 810000107
9448D | 6DT-RSTC12 | 810000108
9443 | 6DT-WT | 810000109
9443SS | 6DT-WTSS | 810000110
9472GA | 6DT-TSB | 810000111
9472SS | 6DT-TSBSS | 810000112
9475GA | 6DT-ST | 810000113
9475SS | 6DT-STSS | 810000114
9458 | 6DT-FC | 810000115
9441 | 6DT-AP | 810000116
9440A | 6DT-AP14x17 | 810000117
9440B | 6DT-AP17x17 | 810000118
9440C | 6DT-AP13x21 | 810000119
9440D | 6DT-AP17x21 | 810000120
9447 | 6DT-FRS | 810000121
9446 | 6DT-IS | 810000122
9489 | 6DT-RRS | 810000123
9430 | 6DT-CTF | 810000124
9465 | 6DT-XRB | 810000125
9449 | 6DT-F6 | 810000126
9449DSA | 6DT-F6DSA | 810000127
9450 | 6DT-F12 | 810000128
9450DSA | 6DT-F12DSA | 810000129
9452 | 6DT-F18 | 810000130
9481 | 6DT-F24 | 810000131
9451 | 6DT-FF | 810000132
9449LB | 6DT-F6L | 810000133
9450LB | 6DT-F12L | 810000134
9484 | 6DT-VC | 810000135
9401 | 6DT-LB | 810000136
9468GA | 6DT-WS | 810000137
9468SS | 6DT-WSSS | 810000138
9493 | 6DT-SP | 810000139
9456 | 6DT-FS | 810000140 | 810000140
9502GA | 7DT-06 | 810000141
9502B | 7DT-06B | 810000142
9502 | 7DT-06SS | 810000143
9508GA | 7DT-09 | 810000144
9508B | 7DT-09B | 810000145
9508 | 7DT-09SS | 810000146
9503GA | 7DT-12 | 810000147
9503B | 7DT-12B | 810000148
9503 | 7DT-12SS | 810000149
9504GA | 7DT-18 | 810000150
9504 | 7DT-18SS | 810000151
9505GA | 7DT-24 | 810000152
9505GACF | 7DT-24CF | 810000153
9505 | 7DT-24SS | 810000154
9505CF | 7DT-24SSCF | 810000155
9506GA | 7DT-36 | 810000156
9506GACF | 7DT-36CF | 810000157
9506 | 7DT-36SS | 810000158
9506CF | 7DT-36SSCF | 810000159
9507GA | 7DT-48 | 810000160
9507GACF | 7DT-48CF | 810000161
9507 | 7DT-48SS | 810000162
9507CF | 7DT-48SSCF | 810000163
9509GACF | 7DT-60CF | 810000164
9509CF | 7DT-60SSCF | 810000165
9564GAKIT | 7DT-E15K | 810000166
9564KIT | 7DT-E15KSS | 810000167
9566GAKIT | 7DT-E30K | 810000168
9566KIT | 7DT-E30KSS | 810000169
9560 | 7DT-ES | 810000170
9538A | 7DT-CS11 | 810000171
9538B | 7DT-CS24 | 810000172
9538D | 7DT-CS36 | 810000173
9545 | 7DT-RCS | 810000174
9545TS | 7DT-TC | 810000175
9545TR | 7DT-TCR | 810000176
9544 | 7DT-FCS | 810000177
9563 | 7DT-RS | 810000178
9548A | 7DT-RSTC3 | 810000179
9548B | 7DT-RSTC6 | 810000180
9548C | 7DT-RSTC9 | 810000181
9548D | 7DT-RSTC12 | 810000182
9543 | 7DT-WT | 810000183
9572GA | 7DT-TSB | 810000184
9572SS | 7DT-TSBSS | 810000185
9575GA | 7DT-ST | 810000186
9575SS | 7DT-STSS | 810000187
9558 | 7DT-FC | 810000188
9541 | 7DT-AP | 810000189
9547 | 7DT-FRS | 810000190
9546 | 7DT-IS | 810000191
9589 | 7DT-RRS | 810000192
9530 | 7DT-CTF | 810000193
9559 | 7DT-SC | 810000194
9565 | 7DT-XRB | 810000195
9549 | 7DT-F6 | 810000196
9550 | 7DT-F12 | 810000197
9552 | 7DT-F18 | 810000198
9581 | 7DT-F24 | 810000199
9551 | 7DT-FF | 810000200
9549LB | 7DT-F6L | 810000201
9550LB | 7DT-F12L | 810000202
9584 | 7DT-VC | 810000203
9501 | 7DT-LB | 810000204
9568GA | 7DT-WS | 810000205
9568SS | 7DT-WSSS | 810000206
9556 | 7DT-FS | 810000207
9570 | 7DT-BT | 810000208
9602GA | 8DT-06 | 810000209
9602B | 8DT-06B | 810000210
9602 | 8DT-06SS | 810000211
9608GA | 8DT-09 | 810000212
9608B | 8DT-09B | 810000213
9608 | 8DT-09SS | 810000214
9603GA | 8DT-12 | 810000215
9603B | 8DT-12B | 810000216
9603 | 8DT-12SS | 810000217
9604GA | 8DT-18 | 810000218
9604 | 8DT-18SS | 810000219
9605GA | 8DT-24 | 810000220
9605GACF | 8DT-24CF | 810000221
9605 | 8DT-24SS | 810000222
9605CF | 8DT-24SSCF | 810000223
9606GA | 8DT-36 | 810000224
9606GACF | 8DT-36CF | 810000225
9606 | 8DT-36SS | 810000226
9606CF | 8DT-36SSCF | 810000227
9607GA | 8DT-48 | 810000228
9607GACF | 8DT-48CF | 810000229
9607 | 8DT-48SS | 810000230
9607CF | 8DT-48SSCF | 810000231
9609GACF | 8DT-60CF | 810000232
9609CF | 8DT-60SSCF | 810000233
9611 | 8DT-21TASS | 810000234
9664GAKIT | 8DT-E15K | 810000235
9664KIT | 8DT-E15KSS | 810000236
9666GAKIT | 8DT-E30K | 810000237
9666KIT | 8DT-E30KSS | 810000238
9660 | 8DT-ES | 810000239
9638A | 8DT-CS11 | 810000240
9638B | 8DT-CS24 | 810000241
9638D | 8DT-CS36 | 810000242
9645 | 8DT-RCS | 810000243
9644 | 8DT-FCS | 810000244
9663 | 8DT-RS | 810000245
9648A | 8DT-RSTC3 | 810000246
9648B | 8DT-RSTC6 | 810000247
9648C | 8DT-RSTC9 | 810000248
9648D | 8DT-RSTC12 | 810000249
9643 | 8DT-WT | 810000250
9643SS | 8DT-WTSS | 810000251
9672GA | 8DT-TSB | 810000252
9672SS | 8DT-TSBSS | 810000253
9675GA | 8DT-ST | 810000254
9675SS | 8DT-STSS | 810000255
9658 | 8DT-FC | 810000256
9641 | 8DT-AP | 810000257
9640A | 8DT-AP14x17 | 810000258
9640B | 8DT-AP17x17 | 810000259
9640C | 8DT-AP13x21 | 810000260
9640D | 8DT-AP17x21 | 810000261
9647 | 8DT-FRS | 810000262
9646 | 8DT-IS | 810000263
9689 | 8DT-RRS | 810000264
9630 | 8DT-CTF | 810000265
9665 | 8DT-XRB | 810000266
9649 | 8DT-F6 | 810000267
9649DSA | 8DT-F6DSA | 810000268
9650 | 8DT-F12 | 810000269
9650DSA | 8DT-F12DSA | 810000270
9652 | 8DT-F18 | 810000271
9681 | 8DT-F24 | 810000272
9651 | 8DT-FF | 810000273
9649LB | 8DT-F6L | 810000274
9650LB | 8DT-F12L | 810000275
9684 | 8DT-VC | 810000276
9601 | 8DT-LB | 810000277
9668GA | 8DT-WS | 810000278
9668SS | 8DT-WSSS | 810000279
9656 | 8DT-FS | 810000280
9670 | 8DT-BT | 810000281
99105 | 10DT-06 | 810000282
99101 | 10DT-12 | 810000283
99101SS | 10DT-12SS | 810000284
99102 | 10DT-18 | 810000285
99102SS | 10DT-18SS | 810000286
99103 | 10DT-24 | 810000287
99103CF | 10DT-24CF | 810000288
99103SS | 10DT-24SS | 810000289
99104 | 10DT-36 | 810000290
99104CF | 10DT-36CF | 810000291
99104SS | 10DT-36SS | 810000292
99164 | 10DT-E15 | 810000293
99164SS | 10DT-E15SS | 810000294
99166 | 10DT-E30 | 810000295
99166SS | 10DT-E30SS | 810000296
99160 | 10DT-ES | 810000297
99145 | 10DT-RCS | 810000298
99145TS | 10DT-TCSB | 810000299
99143 | 10DT-WT | 810000300
99167GA | 10DT-T | 810000301
99167SS | 10DT-TSS | 810000302
99172GA | 10DT-TSB | 810000303
99155 | 10DT-FC | 810000304
99141 | 10DT-AP | 810000305
99142 | 10DT-APD | 810000306
99147 | 10DT-FRS | 810000307
99146 | 10DT-IS | 810000308
99130 | 10DT-CTF | 810000309
99165 | 10DT-XRB | 810000310
99159 | 10DT-SC | 810000311
99149 | 10DT-F6 | 810000312
99151 | 10DT-FF | 810000313
99184 | 10DT-VC | 810000314
99185 | 10DT-VCE | 810000315
99168GA | 10DT-WS | 810000316
99180 | 10DT-SA14 | 810000317
99182 | 10DT-SA16 | 810000318
99187 | 10DT-SA24 | 810000319
99205 | 12DT-06 | 810000320
99201 | 12DT-12 | 810000321
99201SS | 12DT-12SS | 810000322
99202 | 12DT-18 | 810000323
99202SS | 12DT-18SS | 810000324
99203 | 12DT-24 | 810000325
99203CF | 12DT-24CF | 810000326
99203SS | 12DT-24SS | 810000327
99204 | 12DT-36 | 810000328
99204CF | 12DT-36CF | 810000329
99204SS | 12DT-36SS | 810000330
99264 | 12DT-E15 | 810000331
99264SS | 12DT-E15SS | 810000332
99266 | 12DT-E30 | 810000333
99266SS | 12DT-E30SS | 810000334
99260 | 12DT-ES | 810000335
99245 | 12DT-RCS | 810000336
99245TS | 12DT-TCSB | 810000337
99243 | 12DT-WT | 810000338
99267GA | 12DT-T | 810000339
99267SS | 12DT-TSS | 810000340
99272GA | 12DT-TSB | 810000341
99241 | 12DT-AP | 810000342
99242 | 12DT-APD | 810000343
99247 | 12DT-FRS | 810000344
99246 | 12DT-IS | 810000345
99230 | 12DT-CTF | 810000346
99265 | 12DT-XRB | 810000347
99259 | 12DT-SC | 810000348
99249 | 12DT-F6 | 810000349
99251 | 12DT-FF | 810000350
99284 | 12DT-VC | 810000351
99285 | 12DT-VCE | 810000352
99268GA | 12DT-WS | 810000353
99305 | 14DT-06 | 810000354
99301 | 14DT-12 | 810000355
99301SS | 14DT-12SS | 810000356
99302 | 14DT-18 | 810000357
99302SS | 14DT-18SS | 810000358
99303 | 14DT-24 | 810000359
99303SS | 14DT-24SS | 810000360
99304 | 14DT-36 | 810000361
99304SS | 14DT-36SS | 810000362
99364 | 14DT-E15 | 810000363
99364SS | 14DT-E15SS | 810000364
99366 | 14DT-E30 | 810000365
99366SS | 14DT-E30SS | 810000366
99360 | 14DT-ES | 810000367
99345 | 14DT-RCS | 810000368
99345TS | 14DT-TCSB | 810000369
99343 | 14DT-WT | 810000370
99367GA | 14DT-T | 810000371
99367SS | 14DT-TSS | 810000372
99372GA | 14DT-TSB | 810000373
99341 | 14DT-AP | 810000374
99342 | 14DT-APD | 810000375
99347 | 14DT-FRS | 810000376
99346 | 14DT-IS | 810000377
99330 | 14DT-CTF | 810000378
99365 | 14DT-XRB | 810000379
99359 | 14DT-SC | 810000380
99349 | 14DT-F6 | 810000381
99351 | 14DT-FF | 810000382
99384 | 14DT-VC | 810000383
99385 | 14DT-VCE | 810000384
99368GA | 14DT-WS | 810000385
99405 | 16DT-06 | 810000386
99401 | 16DT-12 | 810000387
99401SS | 16DT-12SS | 810000388
99402 | 16DT-18 | 810000389
99402SS | 16DT-18SS | 810000390
99403 | 16DT-24 | 810000391
99403SS | 16DT-24SS | 810000392
99404 | 16DT-36 | 810000393
99404SS | 16DT-36SS | 810000394
99464 | 16DT-E15 | 810000395
99464SS | 16DT-E15SS | 810000396
99466 | 16DT-E30 | 810000397
99466SS | 16DT-E30SS | 810000398
99460 | 16DT-ES | 810000399
99445 | 16DT-RCS | 810000400
99445TS | 16DT-TCSB | 810000401
99443 | 16DT-WT | 810000402
99467GA | 16DT-T | 810000403
99467SS | 16DT-TSS | 810000404
99472GA | 16DT-TSB | 810000405
99441 | 16DT-AP | 810000406
99442 | 16DT-APD | 810000407
99447 | 16DT-FRS | 810000408
99446 | 16DT-IS | 810000409
99430 | 16DT-CTF | 810000410
99465 | 16DT-XRB | 810000411
99459 | 16DT-SC | 810000412
99449 | 16DT-F12 | 810000413
99451 | 16DT-FF | 810000414
99484 | 16DT-VC | 810000415
99485 | 16DT-VCE | 810000416
99468GA | 16DT-WS | 810000417
99501 | 18DT-12 | 810000418
99501SS | 18DT-12SS | 810000419
99502 | 18DT-18 | 810000420
99502SS | 18DT-18SS | 810000421
99503 | 18DT-24 | 810000422
99503SS | 18DT-24SS | 810000423
99504 | 18DT-36 | 810000424
99504SS | 18DT-36SS | 810000425
99564 | 18DT-E15 | 810000426
99564SS | 18DT-E15SS | 810000427
99566 | 18DT-E30 | 810000428
99566SS | 18DT-E30SS | 810000429
99560 | 18DT-ES | 810000430
99541 | 18DT-AP | 810000431
99542 | 18DT-APD | 810000432
99547 | 18DT-FRS | 810000433
99546 | 18DT-IS | 810000434
99574 | 18DT-RRS | 810000435
99530 | 18DT-CTF | 810000436
99559 | 18DT-SC | 810000437
99585 | 18DT-VC | 810000438
99567GA | 18DT-T | 810000439
99567SS | 18DT-TSS | 810000440
99568 | 18DT-WS | 810000441
99601 | 20DT-12 | 810000442
99601SS | 20DT-12SS | 810000443
99602 | 20DT-18 | 810000444
99602SS | 20DT-18SS | 810000445
99603 | 20DT-24 | 810000446
99603SS | 20DT-24SS | 810000447
99604 | 20DT-36 | 810000448
99604SS | 20DT-36SS | 810000449
99664 | 20DT-E15 | 810000450
99664SS | 20DT-E15SS | 810000451
99666 | 20DT-E30 | 810000452
99666SS | 20DT-E30SS | 810000453
99660 | 20DT-ES | 810000454
99641 | 20DT-AP | 810000455
99642 | 20DT-APD | 810000456
99647 | 20DT-FRS | 810000457
99646 | 20DT-IS | 810000458
99630 | 20DT-CTF | 810000459
99651 | 20DT-FF | 810000460
99659 | 20DT-SC | 810000461
99685 | 20DT-VC | 810000462
99667GA | 20DT-T | 810000463
99667SS | 20DT-TSS | 810000464
99668 | 20DT-WS | 810000465
99701 | 22DT-12 | 810000466
99701SS | 22DT-12SS | 810000467
99702 | 22DT-18 | 810000468
99702SS | 22DT-18SS | 810000469
99703 | 22DT-24 | 810000470
99703SS | 22DT-24SS | 810000471
99704 | 22DT-36 | 810000472
99704SS | 22DT-36SS | 810000473
99764 | 22DT-E15 | 810000474
99764SS | 22DT-E15SS | 810000475
99766 | 22DT-E30 | 810000476
99766SS | 22DT-E30SS | 810000477
99760 | 22DT-ES | 810000478
99741 | 22DT-AP | 810000479
99742 | 22DT-APD | 810000480
99747 | 22DT-FRS | 810000481
99746 | 22DT-IS | 810000482
99730 | 22DT-CTF | 810000483
99759 | 22DT-SC | 810000484
99785 | 22DT-VC | 810000485
99767GA | 22DT-T | 810000486
99767SS | 22DT-TSS | 810000487
99768 | 22DT-WS | 810000488
99801 | 24DT-12 | 810000489
99801SS | 24DT-12SS | 810000490
99802 | 24DT-18 | 810000491
99802SS | 24DT-18SS | 810000492
99803 | 24DT-24 | 810000493
99803SS | 24DT-24SS | 810000494
99804 | 24DT-36 | 810000495
99804SS | 24DT-36SS | 810000496
99864 | 24DT-E15 | 810000497
99864SS | 24DT-E15SS | 810000498
99866 | 24DT-E30 | 810000499
99866SS | 24DT-E30SS | 810000500
99860 | 24DT-ES | 810000501
99841 | 24DT-AP | 810000502
99842 | 24DT-APD | 810000503
99847 | 24DT-FRS | 810000504
99846 | 24DT-IS | 810000505
99830 | 24DT-CTF | 810000506
99859 | 24DT-SC | 810000507
99885 | 24DT-VC | 810000508
99867GA | 24DT-T | 810000509
99867SS | 24DT-TSS | 810000510
99868 | 24DT-WS | 810000511
9085 | 6DP-KBSC | 810000512
9086 | 6DP-KMFG | 810000513
9088 | 6DP-KTTW | 810000514
9006 | 6DP-06 | 810000515
9019 | 6DP-09 | 810000516
9014 | 6DP-12 | 810000517
9014SS | 6DP-12SS | 810000518
9021 | 6DP-24 | 810000519
9021SS | 6DP-24SS | 810000520
9017 | 6DP-36 | 810000521
9017CF | 6DP-36CF | 810000522
9017SS | 6DP-36SS | 810000523
9017SSCF | 6DP-36SSCF | 810000524
9064KIT | 6DP-E15 | 810000525
9064SSKIT | 6DP-E15KSS | 810000526
9066KIT | 6DP-E30 | 810000527
9066SSKIT | 6DP-E30KSS | 810000528
9060 | 6DP-ES | 810000529
9045N | 6DP-RCS | 810000530
9048AN | 6DP-CS11 | 810000531
9048BN | 6DP-CS24 | 810000532
9048DN | 6DP-CS36 | 810000533
9047N | 6DP-FCS | 810000534
9043N | 6DP-WT | 810000535
9043SS | 6DP-WTSS | 810000536
9067 | 6DP-T | 810000537
9067SS | 6DP-TSS | 810000538
9072 | 6DP-TSB | 810000539
9072SS | 6DP-TSBSS | 810000540
9001 | 6DP-BP | 810000541
9040A | 6DP-AP14X17 | 810000542
9040B | 6DP-AP17X17 | 810000543
9040C | 6DP-AP13X21 | 810000544
9040D | 6DP-AP17X21 | 810000545
9011 | 6DP-SS | 810000546
9069 | 6DP-AWS | 810000547
9068 | 6DP-WS | 810000548
9068SS | 6DP-WSSS | 810000549
9044 | 6DP-FRS | 810000550
9946 | 6DP-IS | 810000551
9980A | 6DP-CCS36 | 810000552
9980B | 6DP-CCS48 | 810000553
9980C | 6DP-CCS60 | 810000554
9051V | 6DP-FF | 810000555
9049V | 6DP-F6 | 810000556
9050V | 6DP-F12 | 810000557
9081V | 6DP-F18 | 810000558
9052V | 6DP-F24 | 810000559
9049DSA | 6DP-F6DSA | 810000560
9050DSA | 6DP-F12DSA | 810000561
9959 | 6DP-SC | 810000562
9061 | 6DP-XRB | 810000563
9084 | 6DP-VC | 810000564
9106 | 7DP-06 | 810000565
9119 | 7DP-09 | 810000566
9114 | 7DP-12 | 810000567
9121 | 7DP-24 | 810000568
9121SS | 7DP-24SS | 810000569
9117 | 7DP-36 | 810000570
9117SS | 7DP-36SS | 810000571
9164KIT | 7DP-E15 | 810000572
9164SSKIT | 7DP-E15KSS | 810000573
9166KIT | 7DP-E30 | 810000574
9166SSKIT | 7DP-E30KSS | 810000575
9160 | 7DP-ES | 810000576
9145N | 7DP-RCS | 810000577
9148AN | 7DP-CS11 | 810000578
9148BN | 7DP-CS24 | 810000579
9148DN | 7DP-CS36 | 810000580
9147N | 7DP-FCS | 810000581
9143N | 7DP-WT | 810000582
9143SS | 7DP-WTSS | 810000583
9167 | 7DP-T | 810000584
9167SS | 7DP-TSS | 810000585
9172 | 7DP-TSB | 810000586
9172SS | 7DP-TSBSS | 810000587
9101 | 7DP-BP | 810000588
9169 | 7DP-AWS | 810000589
9168 | 7DP-WS | 810000590
9168SS | 7DP-WSSS | 810000591
9144 | 7DP-FRS | 810000592
9151V | 7DP-FF | 810000593
9149V | 7DP-F6 | 810000594
9150V | 7DP-F12 | 810000595
9181V | 7DP-F18 | 810000596
9152V | 7DP-F24 | 810000597
9161 | 7DP-XRB | 810000598
9184 | 7DP-VC | 810000599
9206 | 8DP-06 | 810000600
9219 | 8DP-09 | 810000601
9214 | 8DP-12 | 810000602
9221 | 8DP-24 | 810000603
9221CF | 8DP-24CF | 810000604
9221SS | 8DP-24SS | 810000605
9221SSCF | 8DP-24SSCF | 810000606
9217 | 8DP-36 | 810000607
9217CF | 8DP-36CF | 810000608
9217SS | 8DP-36SS | 810000609
9217SSCF | 8DP-36SSCF | 810000610
9264KIT | 8DP-E15 | 810000611
9264SSKIT | 8DP-E15KSS | 810000612
9266KIT | 8DP-E30 | 810000613
9266SSKIT | 8DP-E30KSS | 810000614
9260 | 8DP-ES | 810000615
9245N | 8DP-RCS | 810000616
9248AN | 8DP-CS11 | 810000617
9248BN | 8DP-CS24 | 810000618
9248DN | 8DP-CS36 | 810000619
9247N | 8DP-FCS | 810000620
9243N | 8DP-WT | 810000621
9243SS | 8DP-WTSS | 810000622
9267 | 8DP-T | 810000623
9267SS | 8DP-TSS | 810000624
9272 | 8DP-TSB | 810000625
9272SS | 8DP-TSBSS | 810000626
9201 | 8DP-BP | 810000627
9240A | 8DP-AP14X17 | 810000628
9240B | 8DP-AP17X17 | 810000629
9240C | 8DP-AP13X21 | 810000630
9240D | 8DP-AP17X21 | 810000631
9211 | 8DP-SS | 810000632
9269 | 8DP-AWS | 810000633
9268 | 8DP-WS | 810000634
9268SS | 8DP-WSSS | 810000635
9244 | 8DP-FRS | 810000636
9251V | 8DP-FF | 810000637
9249V | 8DP-F6 | 810000638
9250V | 8DP-F12 | 810000639
9281V | 8DP-F18 | 810000640
9252V | 8DP-F24 | 810000641
9249DSA | 8DP-F6DSA | 810000642
9250DSA | 8DP-F12DSA | 810000643
9261 | 8DP-XRB | 810000644
9284 | 8DP-VC | 810000645
C9090 | HTC-KBSC | 810000646
C9088 | HTC-KTTW | 810000647
C9006SS | 6HTC-06 | 810000648
C9014SS | 6HTC-12 | 810000649
C9012SS | 6HTC-18 | 810000650
C9021SS | 6HTC-24 | 810000651
C9017SS | 6HTC-36 | 810000652
C9017SSCF | 6HTC-36CF | 810000653
C9013SS | 6HTC-48 | 810000654
C9013SSCF | 6HTC-48CF | 810000655
C9064SSKIT | 6HTC-E15 | 810000656
C9066SSKIT | 6HTC-E30 | 810000657
C9065SSKIT | 6HTC-E45 | 810000658
C9060 | 6HTC-ES | 810000659
C9045 | 6HTC-RCS | 810000660
C9048A | 6HTC-CS11 | 810000661
C9048B | 6HTC-CS24 | 810000662
C9048D | 6HTC-CS36 | 810000663
C9036B | 6HTC-CS24R | 810000664
C9036D | 6HTC-CS36R | 810000665
C9037 | 6HTC-RCS24 | 810000666
C9073 | 6HTC-RS | 810000667
C9042 | 6HTC-TCRS | 810000668
C9055 | 6HTC-FC | 810000669
C9043 | 6HTC-WT | 810000670
C9043-EXT | 6HTC-WTX | 810000671
C9067SS | 6HTC-T | 810000672
C9067SS-Cap | 6HTC-TC | 810000673
C9072 | 6HTC-TSB | 810000674
C9074 | 6HTC-ATS | 810000675
C9001 | 6HTC-BP | 810000676
C9031 | 6HTC-STP | 810000677
C9040A | 6HTC-AP14X17 | 810000678
C9040B | 6HTC-AP17X17 | 810000679
C9040D | 6HTC-AP17X21 | 810000680
C9068 | 6HTC-AWS | 810000681
C9089 | 6HTC-RRS | 810000683
C9051 | 6HTC-FF | 810000684
C9051DSA | 6HTC-FFDSA | 810000685
C9049 | 6HTC-F6 | 810000686
C9050 | 6HTC-F12 | 810000687
C9081 | 6HTC-F18 | 810000688
C9052 | 6HTC-F24 | 810000689
C9049DSA | 6HTC-F6DSA | 810000690
C9050DSA | 6HTC-F12DSA | 810000691
C9959 | 6HTC-SCU | 810000692
C9947 | 6HTC-OSCU | 810000693
C9062 | 6HTC-XRB | 810000694
C9979 | 6HTC-RESU | 810000695
C9978 | 6HTC-XWSU | 810000696
C9973 | 6HTC-ARSU | 810000697
C9968 | 6HTC-AWSU | 810000698
C9960 | 6HTC-ESU | 810000699
C9962 | 6HTC-XRSU | 810000700
C9948S | 6HTC-SBRU | 810000701
C9084 | 6HTC-VC | 810000702
C9039 | 6HTC-FRSR | 810000703
C9106SS | 7HTC-06 | 810000704
C9114SS | 7HTC-123 | 810000705
C9112SS | 7HTC-18 | 810000706
C9121SS | 7HTC-24 | 810000707
C9117SS | 7HTC-36 | 810000708
C9113SS | 7HTC-48 | 810000709
C9164SSKIT | 7HTC-E15 | 810000710
C9166SSKIT | 7HTC-E30 | 810000711
C9165SSKIT | 7HTC-E45 | 810000712
C9160 | 7HTC-ES | 810000713
C9145 | 7HTC-RCS | 810000714
C9148A | 7HTC-CS11 | 810000715
C9148B | 7HTC-CS24 | 810000716
C9148D | 7HTC-CS36 | 810000717
C9137 | 7HTC-RCS24 | 810000718
C9173 | 7HTC-RS | 810000719
C9142 | 7HTC-TCRS | 810000720
C9131 | 7HTC-STP | 810000721
C9155 | 7HTC-FC | 810000722
C9143 | 7HTC-WT | 810000723
C9167SS | 7HTC-T | 810000724
C9167SS-Cap | 7HTC-TC | 810000725
C9172 | 7HTC-TSB | 810000726
C9174 | 7HTC-ATS | 810000727
C9101 | 7HTC-BP | 810000728
C9168 | 7HTC-AWS | 810000729
C9144 | 7HTC-FRS | 810000730
C9189 | 7HTC-RRS | 810000731
C9151 | 7HTC-FF | 810000732
C9149 | 7HTC-F6 | 810000733
C9150 | 7HTC-F12 | 810000734
C9181 | 7HTC-F18 | 810000735
C9152 | 7HTC-F24 | 810000736
C9162 | 7HTC-XRB | 810000737
C9184 | 7HTC-VC | 810000738
C9206SS | 8HTC-06 | 810000739
C9214SS | 8HTC-12 | 810000740
C9212SS | 8HTC-18 | 810000741
C9221SS | 8HTC-24 | 810000742
C9217SS | 8HTC-36 | 810000743
C9213SS | 8HTC-48 | 810000744
C9264SSKIT | 8HTC-E15 | 810000745
C9266SSKIT | 8HTC-E30 | 810000746
C9265SSKIT | 8HTC-E45 | 810000747
C9260 | 8HTC-ES | 810000748
C9245 | 8HTC-RCS | 810000749
C9248A | 8HTC-CS11 | 810000750
C9248B | 8HTC-CS24 | 810000751
C9248D | 8HTC-CS36 | 810000752
C9237 | 8HTC-RCS24 | 810000753
C9273 | 8HTC-RS | 810000754
C9242 | 8HTC-TCRS | 810000755
C9231 | 8HTC-STP | 810000756
C9255 | 8HTC-FC | 810000757
C9243 | 8HTC-WT | 810000758
C9267SS | 8HTC-T | 810000759
C9267SS-Cap | 8HTC-TC | 810000760
C9272 | 8HTC-TSB | 810000761
C9274 | 8HTC-ATS | 810000762
C9201 | 8HTC-BP | 810000763
C9240A | 8HTC-AP14X17 | 810000764
C9240B | 8HTC-AP17X17 | 810000765
C9240D | 8HTC-AP17X21 | 810000766
C9268 | 8HTC-AWS | 810000767
C9244 | 8HTC-FRS | 810000768
C9289 | 8HTC-RRS | 810000769
C9251 | 8HTC-FF | 810000770
C9251DSA | 8HTC-FFDSA | 810000771
C9249 | 8HTC-F6 | 810000772
C9250 | 8HTC-F12 | 810000773
C9281 | 8HTC-F18 | 810000774
C9252 | 8HTC-F24 | 810000775
C9249DSA | 8HTC-F6DSA | 810000776
C9250DSA | 8HTC-F12DSA | 810000777
C9262 | 8HTC-XRB | 810000778
C9284 | 8HTC-VC | 810000779
C9946 | 6HTC-IS | 810000780
10DCA-12 | 10DCA-12 | 810000781
10DCA-18 | 10DCA-18 | 810000782
10DCA-36 | 10DCA-36 | 810000783
10DCA-48 | 10DCA-48 | 810000784
10DCA-E15 | 10DCA-E15 | 810000785
10DCA-E30 | 10DCA-E30 | 810000786
10DCA-ES | 10DCA-ES | 810000787
10DCA-SS | 10DCA-SS | 810000788
10DCA-ST | 10DCA-ST | 810000789
10DCA-AP | 10DCA-AP | 810000790
10DCA-APD | 10DCA-APD | 810000791
10DCA-FS | 10DCA-FS | 810000792
10DCA-IS | 10DCA-IS | 810000793
10DCA-RRS | 10DCA-RRS | 810000794
10DCA-CTF | 10DCA-CTF | 810000795
10DCA-CTC | 10DCA-CTC | 810000796
10DCA-VC | 10DCA-VC | 810000797
10DCA-SC | 10DCA-SC | 810000798
10DCA-SA | 10DCA-SA | 810000799
10DCA-WS | 10DCA-WS | 810000800
10DCA-ECK | 10DCA-ECK | 810000801
10DCA-ECB | 10DCA-ECB | 810000802
12DCA-12 | 12DCA-12 | 810000803
12DCA-18 | 12DCA-18 | 810000804
12DCA-36 | 12DCA-36 | 810000805
12DCA-48 | 12DCA-48 | 810000806
12DCA-E15 | 12DCA-E15 | 810000807
12DCA-E30 | 12DCA-E30 | 810000808
12DCA-ES | 12DCA-ES | 810000809
12DCA-SS | 12DCA-SS | 810000810
12DCA-AP | 12DCA-AP | 810000811
12DCA-APD | 12DCA-APD | 810000812
12DCA-ST | 12DCA-ST | 810000813
12DCA-FS | 12DCA-FS | 810000814
12DCA-IS | 12DCA-IS | 810000815
12DCA-RRS | 12DCA-RRS | 810000816
12DCA-CTF | 12DCA-CTF | 810000817
12DCA-CTC | 12DCA-CTC | 810000818
12DCA-VC | 12DCA-VC | 810000819
12DCA-SC | 12DCA-SC | 810000820
12DCA-WS | 12DCA-WS | 810000821
12DCA-ECK | 12DCA-ECK | 810000822
12DCA-ECB | 12DCA-ECB | 810000823
14DCA-12 | 14DCA-12 | 810000824
14DCA-18 | 14DCA-18 | 810000825
14DCA-36 | 14DCA-36 | 810000826
14DCA-48 | 14DCA-48 | 810000827
14DCA-E15 | 14DCA-E15 | 810000828
14DCA-E30 | 14DCA-E30 | 810000829
14DCA-ES | 14DCA-ES | 810000830
14DCA-SS | 14DCA-SS | 810000831
14DCA-ST | 14DCA-ST | 810000832
14DCA-AP | 14DCA-AP | 810000833
14DCA-APD | 14DCA-APD | 810000834
14DCA-FS | 14DCA-FS | 810000835
14DCA-IS | 14DCA-IS | 810000836
14DCA-RRS | 14DCA-RRS | 810000837
14DCA-CTF | 14DCA-CTF | 810000838
14DCA-CTC | 14DCA-CTC | 810000839
14DCA-VC | 14DCA-VC | 810000840
14DCA-SC | 14DCA-SC | 810000841
14DCA-WS | 14DCA-WS | 810000842
14DCA-ECK | 14DCA-ECK | 810000843
14DCA-ECB | 14DCA-ECB | 810000844
16DCA-12 | 16DCA-12 | 810000845
16DCA-18 | 16DCA-18 | 810000846
16DCA-36 | 16DCA-36 | 810000847
16DCA-48 | 16DCA-48 | 810000848
16DCA-E15 | 16DCA-E15 | 810000849
16DCA-E30 | 16DCA-E30 | 810000850
16DCA-ES | 16DCA-ES | 810000851
16DCA-SS | 16DCA-SS | 810000852
16DCA-ST | 16DCA-ST | 810000853
16DCA-AP | 16DCA-AP | 810000854
16DCA-APD | 16DCA-APD | 810000855
16DCA-FS | 16DCA-FS | 810000856
16DCA-IS | 16DCA-IS | 810000857
16DCA-RRS | 16DCA-RRS | 810000858
16DCA-CTF | 16DCA-CTF | 810000859
16DCA-CTC | 16DCA-CTC | 810000860
16DCA-VC | 16DCA-VC | 810000861
16DCA-SC | 16DCA-SC | 810000862
16DCA-WS | 16DCA-WS | 810000863
16DCA-ECB | 16DCA-ECB | 810000864
6CAS-WTDT | 6CAS-WTDT | 810000865
6CAS-WTHTC | 6CAS-WTHTC | 810000866
6CAS-CS24DT | 6CAS-CS24DT | 810000867
6CAS-CS24HTC | 6CAS-CS24HTC | 810000868
6CAS-CS36DT | 6CAS-CS36DT | 810000869
6CAS-CS36HTC | 6CAS-CS36HTC | 810000870
6CAS-12 | 6CAS-12 | 810000871
6CAS-24A | 6CAS-24A | 810000872
6CAS-46A | 6CAS-46A | 810000873
6CAS-68A | 6CAS-68A | 810000874
6CAS-E45 | 6CAS-E45 | 810000875
6CAS-E90 | 6CAS-E90 | 810000876
6CAS-T | 6CAS-T | 810000877
6CAS-ADK | 6CAS-ADK | 810000878
8CAS-WTDT | 8CAS-WTDT | 810000879
8CAS-WTHTC | 8CAS-WTHTC | 810000880
8CAS-CS24DT | 8CAS-CS24DT | 810000881
8CAS-CS24HTC | 8CAS-CS24HTC | 810000882
8CAS-CS36DT | 8CAS-CS36DT | 810000883
8CAS-CS36HTC | 8CAS-CS36HTC | 810000884
8CAS-12 | 8CAS-12 | 810000885
8CAS-24A | 8CAS-24A | 810000886
8CAS-46A | 8CAS-46A | 810000887
8CAS-68A | 8CAS-68A | 810000888
8CAS-E45 | 8CAS-E45 | 810000889
8CAS-E90 | 8CAS-E90 | 810000890
8CAS-T | 8CAS-T | 810000891
8CAS-ADK | 8CAS-ADK | 810000892
CAS-FA | CAS-FA | 810000893
3CAS-WTPK | 3CAS-WTPK | 810000894
4CAS-WTPK | 4CAS-WTPK | 810000895
3CAS-C70A | 3CAS-C70A | 810000896
8693 | 6DVL-KVP | 810000897
8580 | 5DVL-AD | 810000898
8675 | 6DVL-ADT | 810000899
8678 | 6DVL-ADC | 810000900
8606 | 6DVL-06 | 810000901
8612 | 6DVL-12 | 810000902
8618 | 6DVL-18 | 810000903
8624 | 6DVL-24 | 810000904
8648 | 6DVL-48 | 810000905
8685 | 6DVL-6ADJ | 810000906
8687 | 6DVL-12ADJ | 810000907
8646 | 6DVL-46TA | 810000908
8647 | 6DVL-68TA | 810000909
8645 | 6DVL-E45 | 810000910
8690 | 6DVL-E90 | 810000911
8667 | 5DVL-X6 | 810000912
8766 | 7DVL-X6 | 810006992
8655 | 6DVL-T | 810000913
8679 | 6DVL-ADWD | 810000914
8680 | 6DVL-AD | 810000915
8670 | 6DVL-ORAD | 810000916
4643 | 6DLR-MTSC | 810000917
8775 | 7DVL-ADT | 810000918
8778 | 7DVL-ADC | 810000919
8706 | 7DVL-06 | 810000920
8712 | 7DVL-12 | 810000921
8718 | 7DVL-18 | 810000922
8724 | 7DVL-24 | 810000923
8748 | 7DVL-48 | 810000924
8785 | 7DVL-6ADJ | 810000925
8787 | 7DVL-12ADJ | 810000926
8746 | 7DVL-46TA | 810000927
8747 | 7DVL-68TA | 810000928
8745 | 7DVL-E45 | 810000929
8790 | 7DVL-E90 | 810000930
8767 | 6DVL-X7 | 810000931
8866 | 8DVL-X7 | 810006993
8755 | 7DVL-T | 810000932
8779 | 7DVL-ADWD | 810000933
8780 | 7DVL-AD | 810000934
8875 | 8DVL-ADT | 810000935
8878 | 8DVL-ADC | 810000936
8806 | 8DVL-06 | 810000937
8812 | 8DVL-12 | 810000938
8818 | 8DVL-18 | 810000939
8824 | 8DVL-24 | 810000940
8848 | 8DVL-48 | 810000941
8885 | 8DVL-6ADJ | 810000942
8887 | 8DVL-12ADJ | 810000943
8846 | 8DVL-46TA | 810000944
8847 | 8DVL-68TA | 810000945
8845 | 8DVL-E45 | 810000946
8890 | 8DVL-E90 | 810000947
8867 | 7DVL-X8 | 810000948
8860 | 6DVL-X8 | 810000949
8855 | 8DVL-T | 810000950
8879 | 8DVL-ADWD | 810000951
8880 | 8DVL-AD | 810000952
8870 | 8DVL-ORAD | 810000953
4843 | 8DLR-MTSC | 810000954
1692 | 6DBK-KSP | 810000955
6591 | 5DBK-ADSL | 810000956
1671 | 6DBK-SC | 810000957
1671SS | 6DBK-SCSS | 810000958
1647 | 6DBK-TL | 810000959
1647SS | 6DBK-TLSS | 810000960
6691 | 6DBK-ADSL | 810000961
1860 | 6DBK-XS8 | 810000962
1612 | 6DBK-12 | 810000963
1612SS | 6DBK-12SS | 810000964
1624 | 6DBK-24 | 810000965
1624SS | 6DBK-24SS | 810000966
1648 | 6DBK-48 | 810000967
1648SS | 6DBK-48SS | 810000968
1667 | 5DBK-X6 | 810000969
1655 | 6DBK-T | 810000970
1655SS | 6DBK-TSS | 810000971
1645 | 6DBK-E45 | 810000972
1645SS | 6DBK-E45SS | 810000973
1690 | 6DBK-E90 | 810000974
1690SS | 6DBK-E90SS | 810000975
1605 | 6DBK-DS | 810000976
1675 | 6DBK-ADOR | 810000977
1672 | 6DBK-ADDB | 810000978
1677 | 6DBK-AD | 810000979
1677SS | 6DBK-ADSS | 810000980
4706 | 6DBK-ADM | 810000981
1668 | 6DBK-TC | 810000982
1771 | 7DBK-SC | 810000983
6791 | 7DBK-ADSL | 810000984
1712 | 7DBK-12 | 810000985
1724 | 7DBK-24 | 810000986
1767 | 6DBK-X7 | 810000987
1748 | 7DBK-48 | 810000988
1745 | 7DBK-E45 | 810000989
1790 | 7DBK-E90 | 810000990
1755 | 7DBK-T | 810000991
1705 | 7DBK-DS | 810000992
1775 | 7DBK-ADOR | 810000993
1772 | 7DBK-ADDB | 810000994
1777 | 7DBK-AD | 810000995
1768 | 7DBK-TC | 810000996
1871 | 8DBK-SC | 810000997
1871SS | 8DBK-SCSS | 810000998
6891 | 8DBK-ADSL | 810000999
1812 | 8DBK-12 | 810001000
1812SS | 8DBK-12SS | 810001001
1824 | 8DBK-24 | 810001002
1824SS | 8DBK-24SS | 810001003
1848 | 8DBK-48 | 810001004
1848SS | 8DBK-48SS | 810001005
1867 | 7DBK-X8 | 810001006
1855 | 8DBK-T | 810001007
1855SS | 8DBK-TSS | 810001008
1845 | 8DBK-E45 | 810001009
1845SS | 8DBK-E45SS | 810001010
1890 | 8DBK-E90 | 810001011
1890SS | 8DBK-E90SS | 810001012
1805 | 8DBK-DS | 810001013
1875 | 8DBK-ADOR | 810001014
1872 | 8DBK-ADDB | 810001015
1877 | 8DBK-AD | 810001016
1877SS | 8DBK-ADSS | 810001017
1868 | 8DBK-TC | 810001018
2070 | 10DBK-SC | 810001019
2012 | 10DBK-12 | 810001020
2024 | 10DBK-24 | 810001021
2067 | 8DBK-X10 | 810001022
2069 | 9DBK-X10 | 810001023
2055 | 10DBK-T | 810001024
2045 | 10DBK-E45 | 810001025
2090 | 10DBK-E90 | 810001026
2072 | 10DBK-ADDB | 810001027
2068 | 10DBK-TC | 810001028
3PVP-KHA | 3PVP-KHA | 810001029
3PVP-KHAC | 3PVP-KHAC | 810001030
3PVP-KVA | 3PVP-KVA | 810001031
3PVP-KVAC | 3PVP-KVAC | 810001032
3PVP-KVB | 3PVP-KVB | 810001033
3PVP-AIK | 3PVP-AIK | 810001034
4PVP-KHA | 4PVP-KHA | 810001035
4PVP-KVA | 4PVP-KVA | 810001036
4PVP-KVB | 4PVP-KVB | 810001037
3PVP-06 | 3PVP-06 | 810001038
3PVP-06B | 3PVP-06B | 810001039
3PVP-12 | 3PVP-12 | 810001040
3PVP-12B | 3PVP-12B | 810001041
3PVP-12SS | 3PVP-12SS | 810001042
3PVP-24 | 3PVP-24 | 810001043
3PVP-24B | 3PVP-24B | 810001044
3PVP-24SS | 3PVP-24SS | 810001045
3PVP-36 | 3PVP-36 | 810001046
3PVP-36B | 3PVP-36B | 810001047
3PVP-60 | 3PVP-60 | 810001048
3PVP-60B | 3PVP-60B | 810001049
3PVP-12A | 3PVP-12A | 810001050
3PVP-12AB | 3PVP-12AB | 810001051
3PVP-18A | 3PVP-18A | 810001052
3PVP-18AB | 3PVP-18AB | 810001053
3PVP-48A | 3PVP-48A | 810001054
3PVP-48AB | 3PVP-48AB | 810001055
3PVP-60F | 3PVP-60F | 810001056
3PVP-AD | 3PVP-AD | 810001057
3PVP-ADB | 3PVP-ADB | 810001058
3PVP-ADS | 3PVP-ADS | 810006994
3PVP-ADHB | 3PVP-ADHB | 810001059
3PVP-X4AD | 3PVP-X4AD | 810001060
3PVP-X4ADB | 3PVP-X4ADB | 810001061
3PVP-ADFF | 3PVP-ADFF | 810001062
3PVP-ADFM | 3PVP-ADFM | 810001063
3PVP-E45 | 3PVP-E45 | 810001064
3PVP-E45B | 3PVP-E45B | 810001065
3PVP-E90 | 3PVP-E90 | 810001066
3PVP-E90B | 3PVP-E90B | 810001067
3PVP-T | 3PVP-T | 810001068
3PVP-TB | 3PVP-TB | 810001069
3PVP-TAD | 3PVP-TAD | 810001070
3PVP-TADB | 3PVP-TADB | 810001071
3PVP-TADX4 | 3PVP-TADX4 | 810001072
3PVP-TADX4B | 3PVP-TADX4B | 810001073
3PVP-DBT | 3PVP-DBT | 810001074
3PVP-DBTB | 3PVP-DBTB | 810001075
3PVP-CO | 3PVP-CO | 810001076
3PVP-COB | 3PVP-COB | 810001077
3PVP-VC | 3PVP-VC | 810001078
3PVP-HC | 3PVP-HC | 810001079
3PVP-HSC | 3PVP-HSC | 810001080
3PVP-WT | 3PVP-WT | 810001081
3PVP-WT3 | 3PVP-WT3 | 810001082
3PVP-WTI | 3PVP-WTI | 810001083
3PVP-FS | 3PVP-FS | 810001084
3PVP-FS3 | 3PVP-FS3 | 810001085
3PVP-WS | 3PVP-WS | 810001086
3PVP-WSA | 3PVP-WSA | 810001087
3PVP-WSA-EXT | 3PVP-WSA-EXT | 810001088
3PVP-CS | 3PVP-CS | 810001089
3PVP-HS | 3PVP-HS | 810001090
3PVP-SC | 3PVP-SC | 810001091
3PVP-FTC | 3PVP-FTC | 810001092
3PVP-IS | 3PVP-IS | 810001093
3PVP-F6 | 3PVP-F6 | 810001094
3PVP-FF | 3PVP-FF | 810001095
3PVP-F6DS | 3PVP-F6DS | 810001096
3PVP-F12DS | 3PVP-F12DS | 810001097
3PVP-WTC | 3PVP-WTC | 810001098
3PVP-RC | 3PVP-RC | 810001099
3PVP-X4 | 3PVP-X4 | 810001100
3PVP-X6 | 3PVP-X6 | 810001101
3PVP-X8 | 3PVP-X8 | 810001102
3PVP-VCT33 | 3PVP-VCT33 | 810006996
3PVP-VCTB33 | 3PVP-VCTB33 | 810005890
3PVP-INC | 3PVP-INC | 810001103
4PVP-06 | 4PVP-06 | 810001104
4PVP-06B | 4PVP-06B | 810001105
4PVP-12 | 4PVP-12 | 810001106
4PVP-12B | 4PVP-12B | 810001107
4PVP-12SS | 4PVP-12SS | 810001108
4PVP-24 | 4PVP-24 | 810001109
4PVP-24B | 4PVP-24B | 810001110
4PVP-24SS | 4PVP-24SS | 810001111
4PVP-36 | 4PVP-36 | 810001112
4PVP-36B | 4PVP-36B | 810001113
4PVP-60 | 4PVP-60 | 810001114
4PVP-60B | 4PVP-60B | 810001115
4PVP-12A | 4PVP-12A | 810001116
4PVP-12AB | 4PVP-12AB | 810001117
4PVP-18A | 4PVP-18A | 810001118
4PVP-18AB | 4PVP-18AB | 810001119
4PVP-48A | 4PVP-48A | 810001120
4PVP-48AB | 4PVP-48AB | 810001121
4PVP-60F | 4PVP-60F | 810001122
4PVP-AD | 4PVP-AD | 810001123
4PVP-ADB | 4PVP-ADB | 810001124
4PVP-ADS | 4PVP-ADS | 810006995
4PVP-ADFF | 4PVP-ADFF | 810001125
4PVP-ADFM | 4PVP-ADFM | 810001126
4PVP-E45 | 4PVP-E45 | 810001127
4PVP-E45B | 4PVP-E45B | 810001128
4PVP-E90 | 4PVP-E90 | 810001129
4PVP-E90B | 4PVP-E90B | 810001130
4PVP-T | 4PVP-T | 810001131
4PVP-TB | 4PVP-TB | 810001132
4PVP-T3 | 4PVP-T3 | 810001133
4PVP-T3B | 4PVP-T3B | 810001134
4PVP-TAD | 4PVP-TAD | 810001135
4PVP-TADB | 4PVP-TADB | 810001136
4PVP-DBT | 4PVP-DBT | 810001137
4PVP-CO | 4PVP-CO | 810001138
4PVP-DBTB | 4PVP-DBTB | 810001139
4PVP-COB | 4PVP-COB | 810001140
4PVP-VC | 4PVP-VC | 810001141
4PVP-HRC | 4PVP-HRC | 810001142
4PVP-HC | 4PVP-HC | 810001143
4PVP-HSC | 4PVP-HSC | 810001144
4PVP-WT | 4PVP-WT | 810001145
4PVP-WT3 | 4PVP-WT3 | 810001146
4PVP-WTI | 4PVP-WTI | 810001147
4PVP-WTI3 | 4PVP-WTI3 | 810001148
4PVP-FS | 4PVP-FS | 810001149
4PVP-FS3 | 4PVP-FS3 | 810001150
4PVP-WS | 4PVP-WS | 810001151
4PVP-WSA | 4PVP-WSA | 810001152
4PVP-CS | 4PVP-CS | 810001153
4PVP-HS | 4PVP-HS | 810001154
4PVP-SC | 4PVP-SC | 810001155
4PVP-FTC | 4PVP-FTC | 810001156
4PVP-IS | 4PVP-IS | 810001157
4PVP-F6 | 4PVP-F6 | 810001158
4PVP-FF | 4PVP-FF | 810001159
4PVP-F6DS | 4PVP-F6DS | 810001160
4PVP-F12DS | 4PVP-F12DS | 810001161
4PVP-RC | 4PVP-RC | 810001162
4PVP-X6 | 4PVP-X6 | 810001163
4PVP-X8 | 4PVP-X8 | 810001164
4PVP-VCT34 | 4PVP-VCT34 | 810006997
4PVP-VCTB34 | 4PVP-VCTB34 | 810006998
3PVP-15BF | 3PVP-15BF | 810001165
3PVP-20BF | 3PVP-20BF | 810001166
3PVP-25BF | 3PVP-25BF | 810001167
3PVP-30BF | 3PVP-30BF | 810001168
3PVP-35BF | 3PVP-35BF | 810001169
3PVP-100BF | 3PVP-100BF | 810001170
4PVP-15BF | 4PVP-15BF | 810001171
4PVP-20BF | 4PVP-20BF | 810001172
4PVP-25BF | 4PVP-25BF | 810001173
4PVP-30BF | 4PVP-30BF | 810001174
4PVP-35BF | 4PVP-35BF | 810001175
4PVP-100BF | 4PVP-100BF | 810001176
3PVP-XXBF | 3PVP-XXBF | 810001177
4PVP-XXBF | 4PVP-XXBF | 810001178
5DLR-E30 | 5DLR-E30 | 810001179
5DLR-E45 | 5DLR-E45 | 810001180
5DLR-T | 5DLR-T | 810001181
5DLR-R6 | 5DLR-R6 | 810001182
5DLR-36F | 5DLR-36F | 810001183
5DLR-60F | 5DLR-60F | 810001184
5DLR-12 | 5DLR-12 | 810001185
5DLR-24 | 5DLR-24 | 810001186
5DLR-36 | 5DLR-36 | 810001187
5DLR-48 | 5DLR-48 | 810001188
5DLR-KVA | 5DLR-KVA | 810001189
5DLR-KVB | 5DLR-KVB | 810001190
5DLR-MT | 5DLR-MTSC | 810001191
4641 | 6DL-IK | 810001192
4681 | 6DLR-CNR | 810001193
4681-RO | 6DLR-CNRO | 810001194
4681-O | 6DLR-CNO | 810001195
4680 | 6DLR-FCNR | 810001196
4680-O | 6DLR-FCNO | 810001197
4615 | 6DLR-E15ADSS | 810001198
4630 | 6DLR-E30SS | 810001199
4645 | 6DLR-E45SS | 810001200
4667 | 6DLR-T | 810001201
4667-O | 6DLR-OTRB | 810001202
4668-O | 6DLR-S | 810001203
4666 | 6DLR-AS | 810001204
4644 | 6DLR-WPT | 810001205
6DLR-36F | 6DLR-36HF | 810001206
6DLR-60F | 6DLR-60HF | 810001207
4636-F | 6DLR-36F | 810001208
4660-F | 6DLR-60F | 810001209
6DLO-36F | 6DLR-36OHF | 810001210
6DLO-60F | 6DLR-60OHF | 810001211
4636-OF | 6DLR-36OF | 810001212
4660-OF | 6DLR-60OF | 810001213
6DLO-36FR | 6DLR-36ORHF | 810001214
6DLO-60FR | 6DLR-60ORHF | 810001215
4636-OR | 6DLR-36ORF | 810001216
4660-OR | 6DLR-60ORF | 810001217
4614-RO | 6DLR-14ROF | 810001218
4612 | 6DLR-12 | 810001219
4624 | 6DLR-24 | 810001220
4636 | 6DLR-36 | 810001221
4648 | 6DLR-48 | 810001222
4612-OP | 6DLR-12O | 810001223
4624-OP | 6DLR-24O | 810001224
4636-OP | 6DLR-36O | 810001225
4648-OP | 6DLR-48O | 810001226
4685 | 6DLR-KXC13 | 810001227
4686 | 6DLR-KXC18 | 810001228
4688-O | 6DLR-KXC20 | 810001229
4687-O | 6DLR-KXC22 | 810001230
4671 | 6DLR-SCH | 810001231
4841 | 8DL-IK | 810001232
4881 | 8DLR-CNR | 810001233
4881-RO | 8DLR-CNRO | 810001234
4881-O | 8DLR-CNO | 810001235
4880 | 8DLR-FCNR | 810001236
4880-O | 8DLR-FCNO | 810001237
4830 | 8DLR-E30SS | 810001238
4845 | 8DLR-E45SS | 810001239
4867 | 8DLR-T | 810001240
4867-O | 8DLR-OTRB | 810001241
4868-O | 8DLR-S | 810001242
4866 | 8DLR-AS | 810001243
4844 | 8DLR-WPT | 810001244
8DLR-36F | 8DLR-36HF | 810001245
8DLR-60F | 8DLR-60HF | 810001246
4836-F | 8DLR-36F | 810001247
4860-F | 8DLR-60F | 810001248
4836-OF | 8DLR-36OF | 810001249
4860-OF | 8DLR-60OF | 810001250
4836-OR | 8DLR-36ORF | 810001251
4860-OR | 8DLR-60ORF | 810001252
4814-RO | 8DLR-14ROF | 810001253
4812 | 8DLR-12 | 810001254
4824 | 8DLR-24 | 810001255
4836 | 8DLR-36 | 810001256
4848 | 8DLR-48 | 810001257
4812-OP | 8DLR-12O | 810001258
4824-OP | 8DLR-24O | 810001259
4836-OP | 8DLR-36O | 810001260
4848-OP | 8DLR-48O | 810001261
4885 | 8DLR-KXC13 | 810001262
4886 | 8DLR-KXC18 | 810001263
4886-O | 8DLR-KXC20 | 810001264
4885-O | 8DLR-KXC22 | 810001265
4871 | 8DLR-SCH | 810001266
46DVA-KHA | 46DVA-KHA | 810001267
46DVA-KHC | 46DVA-KHC | 810001268
46DVA-GK | 46DVA-GK | 810001269
46DVA-CL33 | 46DVA-CL33 | 810001270
46DVA-CL33H | 46DVA-CL33H | 810001271
46DVA-CL34 | 46DVA-CL34 | 810001272
46DVA-CTFK | 46DVA-CTFK | 810001273
46DVA-KMC | 46DVA-KMC | 810001274
46DVA-KCT | 46DVA-KCT | 810001275
46DVA-KCA | 46DVA-KCA | 810001276
46DVA-CL33P | 46DVA-CL33P | 810001277
46DVA-CL34P | 46DVA-CL34P | 810001278
46DVA-KCB | 46DVA-KCB | 810001279
46DVA-KCC | 46DVA-KCC | 810001280
46DVA-06 | 46DVA-06 | 810001281
46DVA-06B | 46DVA-06B | 810001282
46DVA-09 | 46DVA-09 | 810001283
46DVA-09B | 46DVA-09B | 810001284
46DVA-12 | 46DVA-12 | 810001285
46DVA-12B | 46DVA-12B | 810001286
46DVA-16A | 46DVA-16A | 810001287
46DVA-16AB | 46DVA-16AB | 810001288
46DVA-18 | 46DVA-18 | 810001289
46DVA-18B | 46DVA-18B | 810001290
46DVA-24 | 46DVA-24 | 810001291
46DVA-24B | 46DVA-24B | 810001292
46DVA-36 | 46DVA-36 | 810001293
46DVA-36B | 46DVA-36B | 810001294
46DVA-48 | 46DVA-48 | 810001295
46DVA-48B | 46DVA-48B | 810001296
46DVA-60 | 46DVA-60 | 810001297
46DVA-60B | 46DVA-60B | 810001298
46DVA-08A | 46DVA-08A | 810001299
46DVA-08AB | 46DVA-08AB | 810001300
0911 | 46DVA-17TA | 810001301
0911B | 46DVA-17TAB | 810001302
0912 | 46DVA-17TA | 810001301
0912B | 46DVA-17TAB | 810001302
0917 | 46DVA-24TA | 810001305
0917B | 46DVA-24TAB | 810001306
46DVA-E30 | 46DVA-E30 | 810001307
46DVA-E45 | 46DVA-E45 | 810001308
46DVA-E45B | 46DVA-E45B | 810001309
46DVA-E60 | 46DVA-E60 | 810001310
46DVA-E90 | 46DVA-E90 | 810001311
46DVA-E90B | 46DVA-E90B | 810001312
46DVA-ES | 46DVA-ES | 810001313
46DVA-DC | 46DVA-DC | 810001314
46DVA-CS | 46DVA-CS | 810001315
46DVA-WT | 46DVA-WT | 810001316
46DVA-WTS | 46DVA-WTS | 810001317
46DVA-WTU | 46DVA-WTU | 810001318
46DVA-WFS | 46DVA-WFS | 810001319
46DVA-VSS | 46DVA-VSS | 810001320
46DVA-VSK | 46DVA-VSK | 810001321
46DVA-VSK-SS | 46DVA-VSK-SS | 810001322
46DVA-VSKS | 46DVA-VSKS | 810001323
46DVA-VSK-S | 46DVA-VSK-S | 810001324
46DVA-VSKS-SS | 46DVA-VSKS-SS | 810001325
46DVA-VSK-C | 46DVA-VSK-C | 810001326
46DVA-VSKS-C | 46DVA-VSKS-C | 810001327
46DVA-FS | 46DVA-FS | 810001328
46DVA-IS | 46DVA-IS | 810001329
46DVA-WS | 46DVA-WS | 810001330
46DVA-RD | 46DVA-RD | 810001331
46DVA-F6 | 46DVA-F6 | 810001332
46DVA-F12 | 46DVA-F12 | 810001333
46DVA-FF | 46DVA-FF | 810001334
46DVA-F6DS | 46DVA-F6DS | 810001335
46DVA-F12DS | 46DVA-F12DS | 810001336
46DVA-CF | 46DVA-CF | 810001337
46DVA-CFS | 46DVA-CFS | 810001338
46DVA-CFK | 46DVA-CFK | 810001339
46DVA-CFKS-S | 46DVA-CFKS-S | 810001340
46DVA-CFKS | 46DVA-CFKS | 810001341
46DVA-CFK-S | 46DVA-CFK-S | 810001342
46DVA-SC | 46DVA-SC | 810001343
46DVA-HRCS | 46DVA-HRCS | 810001344
46DVA-HSC | 46DVA-HSC | 810001345
46DVA-HSC-S | 46DVA-HSC-S | 810001346
46DVA-HSC-C | 46DVA-HSC-C | 810001347
46DVA-HSCH | 46DVA-HSCH | 810001348
46DVA-HSCH-S | 46DVA-HSCH-S | 810001349
46DVA-HSCH-C | 46DVA-HSCH-C | 810001350
46DVA-HC | 46DVA-HC | 810001351
46DVA-HC-S | 46DVA-HC-S | 810001352
46DVA-HC-C | 46DVA-HC-C | 810001353
46DVA-HTC | 46DVA-HTC | 810001354
46DVA-SNK14 | 46DVA-SNK14 | 810001355
46DVA-SNK36 | 46DVA-SNK36 | 810001356
46DVA-WG | 46DVA-WG | 810001357
46DVA-VWG | 46DVA-VWG | 810001358
46DVA-VCH | 46DVA-VCH | 810001359
46DVA-VC | 46DVA-VC | 810001360
46DVA-VC-S | 46DVA-VC-S | 810001361
46DVA-VCE | 46DVA-VCE | 810001362
46DVA-ADM | 46DVA-ADM | 810005935
46DVA-GCL | 46DVA-GCL | 810001363
46DVA-TCL | 46DVA-TCL | 810001364
46DVA-VCL | 46DVA-VCL | 810001365
46DVA-ADP | 46DVA-ADP | 810001366
46DVA-ADF | 46DVA-ADF | 810001367
46DVA-CT | 46DVA-CT | 810001368
58DVA-06 | 58DVA-06 | 810001369
58DVA-06B | 58DVA-06B | 810001370
58DVA-09 | 58DVA-09 | 810001371
58DVA-09B | 58DVA-09B | 810001372
58DVA-12 | 58DVA-12 | 810001373
58DVA-12B | 58DVA-12B | 810001374
58DVA-18 | 58DVA-18 | 810001375
58DVA-18B | 58DVA-18B | 810001376
58DVA-24 | 58DVA-24 | 810001377
58DVA-24B | 58DVA-24B | 810001378
58DVA-36 | 58DVA-36 | 810001379
58DVA-36B | 58DVA-36B | 810001380
58DVA-48 | 58DVA-48 | 810001381
58DVA-48B | 58DVA-48B | 810001382
58DVA-60 | 58DVA-60 | 810001383
58DVA-60B | 58DVA-60B | 810001384
58DVA-08A | 58DVA-08A | 810001385
58DVA-08AB | 58DVA-08AB | 810001386
58DVA-16A | 58DVA-16A | 810001387
58DVA-16AB | 58DVA-16AB | 810001388
1211 | 58DVA-17TA | 810001389
1217 | 58DVA-24TA | 810001390
58DVA-E30 | 58DVA-E30 | 810001391
58DVA-E60 | 58DVA-E60 | 810001392
58DVA-E45 | 58DVA-E45 | 810001393
58DVA-E45B | 58DVA-E45B | 810001394
58DVA-E90 | 58DVA-E90 | 810001395
58DVA-E90B | 58DVA-E90B | 810001396
58DVA-ES | 58DVA-ES | 810001397
58DVA-DC | 58DVA-DC | 810001398
58DVA-CS | 58DVA-CS | 810001399
58DVA-WT | 58DVA-WT | 810001400
58DVA-WTS | 58DVA-WTS | 810001401
58DVA-WTU | 58DVA-WTU | 810001402
58DVA-WFS | 58DVA-WFS | 810001403
58DVA-VSS | 58DVA-VSS | 810001404
58DVA-VSK | 58DVA-VSK | 810001405
58DVA-VSK-C | 58DVA-VSK-C | 810001406
58DVA-VSK-SS | 58DVA-VSK-SS | 810001407
58DVA-FS | 58DVA-FS | 810001408
58DVA-IS | 58DVA-IS | 810001409
58DVA-WS | 58DVA-WS | 810001410
58DVA-RD | 58DVA-RD | 810001411
58DVA-F6 | 58DVA-F6 | 810001412
58DVA-F12 | 58DVA-F12 | 810001413
58DVA-FF | 58DVA-FF | 810001414
58DVA-F6DS | 58DVA-F6DS | 810001415
58DVA-F12DS | 58DVA-F12DS | 810001416
58DVA-CFK | 58DVA-CFK | 810001417
58DVA-CF | 58DVA-CF | 810001418
58DVA-SC | 58DVA-SC | 810001419
58DVA-HRCS | 58DVA-HRCS | 810001420
58DVA-HSC | 58DVA-HSC | 810001421
58DVA-HSC-S | 58DVA-HSC-S | 810001422
58DVA-HSC-C | 58DVA-HSC-C | 810001423
58DVA-HSCH | 58DVA-HSCH | 810001424
58DVA-HSCH-S | 58DVA-HSCH-S | 810001425
58DVA-HSCH-C | 58DVA-HSCH-C | 810001426
58DVA-HC | 58DVA-HC | 810001427
58DVA-HC-S | 58DVA-HC-S | 810001428
58DVA-HC-C | 58DVA-HC-C | 810001429
58DVA-SNK14 | 58DVA-SNK14 | 810001430
58DVA-SNK36 | 58DVA-SNK36 | 810001431
58DVA-VCH | 58DVA-VCH | 810001432
58DVA-VC | 58DVA-VC | 810001433
58DVA-VC-S | 58DVA-VC-S | 810001434
58DVA-VCE | 58DVA-VCE | 810001435
58DVA-J | 58DVA-J | 810001436
68DVS-X58 | 68DVS-X58 | 810006145
3000 | 3PVL-KHA | 810001437
3100 | 4PVL-KHA | 810001438
3006 | 3PVL-06 | 810001439
3006B | 3PVL-06B | 810001440
3012 | 3PVL-12 | 810001441
3012B | 3PVL-12B | 810001442
3024 | 3PVL-24 | 810001443
3024B | 3PVL-24B | 810001444
3036 | 3PVL-36 | 810001445
3036B | 3PVL-36B | 810001446
3060 | 3PVL-60 | 810001447
3060B | 3PVL-60B | 810001448
3012A | 3PVL-A12 | 810001449
3012AB | 3PVL-A12B | 810001450
3060F | 3PVL-60F | 810001451
3079 | 3PVL-AD | 810001452
3079B | 3PVL-ADB | 810001453
3076 | 3PVL-X4AD | 810001454
3045 | 3PVL-E45 | 810001455
3045B | 3PVL-E45B | 810001456
3090 | 3PVL-E90 | 810001457
3090B | 3PVL-E90B | 810001458
3067 | 3PVL-T | 810001459
3067B | 3PVL-TB | 810001460
3067A | 3PVL-CO | 810001461
3067AB | 3PVL-COB | 810001462
3080 | 3PVL-VC | 810001463
3085 | 3PVL-HSC | 810001464
3043 | 3PVL-WT | 810001465
3042 | 3PVL-FS | 810001466
3069 | 3PVL-WS | 810001467
3041 | 3PVL-CS | 810001468
3044 | 3PVL-HS | 810001469
3059 | 3PVL-SC | 810001470
3054 | 3PVL-IS | 810001471
3049 | 3PVL-F | 810001472
3051 | 3PVL-FF | 810001473
3957 | 3PVL-RC | 810001474
3073 | 3PVL-X4 | 810001475
3074 | 3PVL-X6 | 810001476
3075 | 3PVL-X8 | 810001477
3106 | 4PVL-06 | 810001478
3106B | 4PVL-06B | 810001479
3112 | 4PVL-12 | 810001480
3112B | 4PVL-12B | 810001481
3124 | 4PVL-24 | 810001482
3124B | 4PVL-24B | 810001483
3136 | 4PVL-36 | 810001484
3136B | 4PVL-36B | 810001485
3160 | 4PVL-60 | 810001486
3160B | 4PVL-60B | 810001487
3112A | 4PVL-A12 | 810001488
3112AB | 4PVL-A12B | 810001489
3160F | 4PVL-60F | 810001490
3179 | 4PVL-AD | 810001491
3179B | 4PVL-ADB | 810001492
3145 | 4PVL-E45 | 810001493
3145B | 4PVL-E45B | 810001494
3190 | 4PVL-E90 | 810001495
3190B | 4PVL-E90B | 810001496
3167 | 4PVL-T | 810001497
3167B | 4PVL-TB | 810001498
3166 | 4PVL-T3 | 810001499
3166B | 4PVL-T3B | 810001500
3167A | 4PVL-CO | 810001501
3167AB | 4PVL-COB | 810001502
3180 | 4PVL-VC | 810001503
3185 | 4PVL-HSC | 810001504
3143 | 4PVL-WT | 810001505
3142 | 4PVL-FS | 810001506
3169 | 4PVL-WS | 810001507
3141 | 4PVL-CS | 810001508
3144 | 4PVL-HS | 810001509
3159 | 4PVL-SC | 810001510
3149 | 4PVL-F | 810001511
3151 | 4PVL-FF | 810001512
3958 | 4PVL-RC | 810001513
3174 | 4PVL-X6 | 810001514
3175 | 4PVL-X8 | 810001515
33000 | 3PVM-KHA | 810001516
33100 | 4PVM-KHA | 810001517
33006 | 3PVM-06 | 810001518
33006B | 3PVM-06B | 810001519
33012 | 3PVM-12 | 810001520
33012B | 3PVM-12B | 810001521
33024 | 3PVM-24 | 810001522
33024B | 3PVM-24B | 810001523
33036 | 3PVM-36 | 810001524
33036B | 3PVM-36B | 810001525
33060 | 3PVM-60 | 810001526
33060F | 3PVM-60F | 810001527
33060B | 3PVM-60B | 810001528
33012A | 3PVM-A12 | 810001529
33012AB | 3PVM-A12B | 810001530
33079 | 3PVM-AD | 810001531
33079B | 3PVM-ADB | 810001532
33076 | 3PVM-X4AD | 810001533
33045 | 3PVM-E45 | 810001534
33045B | 3PVM-E45B | 810001535
33090 | 3PVM-E90 | 810001536
33090B | 3PVM-E90B | 810001537
33067 | 3PVM-T | 810001538
33067B | 3PVM-TB | 810001539
33067A | 3PVM-CO | 810001540
33080 | 3PVM-VC | 810001541
33085 | 3PVM-HSC | 810001542
33043 | 3PVM-WT | 810001543
33073 | 3PVM-X4 | 810001544
33106 | 4PVM-06 | 810001545
33106B | 4PVM-06B | 810001546
33112 | 4PVM-12 | 810001547
33112B | 4PVM-12B | 810001548
33112AB | 4PVM-A12B | 810001549
33124 | 4PVM-24 | 810001550
33124B | 4PVM-24B | 810001551
33136 | 4PVM-36 | 810001552
33136B | 4PVM-36B | 810001553
33160 | 4PVM-60 | 810001554
33160B | 4PVM-60B | 810001555
33160F | 4PVM-60F | 810001556
33112A | 4PVM-A12 | 810001557
33179 | 4PVM-AD | 810001558
33145 | 4PVM-E45 | 810001559
33145B | 4PVM-E45B | 810001560
33190 | 4PVM-E90 | 810001561
33167 | 4PVM-T | 810001562
33167A | 4PVM-CO | 810001563
33166 | 4PVM-XT | 810001564
33166B | 4PVM-XTB | 810001565
33180 | 4PVM-VC | 810001566
33185 | 4PVM-HSC | 810001567
33143 | 4PVM-WT | 810001568
3VFT-25K | 3VFT-25K | 810001569
3VFT-35K | 3VFT-35K | 810001570
4VFT-25K | 4VFT-25K | 810001571
4VFT-35K | 4VFT-35K | 810001572
5VFT-25K | 5VFT-25K | 810001573
5VFT-35K | 5VFT-35K | 810001574
55VFT-25K | 55VFT-25K | 810001575
55VFT-35K | 55VFT-35K | 810001576
6VFT-25K | 6VFT-25K | 810001577
6VFT-35K | 6VFT-35K | 810001578
7VFT-25K | 7VFT-25K | 810001579
7VFT-35K | 7VFT-35K | 810001580
8VFT-25K | 8VFT-25K | 810001581
8VFT-35K | 8VFT-35K | 810001582
3VFT-25KT | 3VFT-25KT | 810001583
3VFT-35KT | 3VFT-35KT | 810001584
4VFT-25KT | 4VFT-25KT | 810001585
4VFT-35KT | 4VFT-35KT | 810001586
5VFT-25KT | 5VFT-25KT | 810001587
5VFT-35KT | 5VFT-35KT | 810001588
55VFT-25KT | 55VFT-25KT | 810001589
55VFT-35KT | 55VFT-35KT | 810001590
6VFT-25KT | 6VFT-25KT | 810001591
6VFT-35KT | 6VFT-35KT | 810001592
7VFT-25KT | 7VFT-25KT | 810001593
7VFT-35KT | 7VFT-35KT | 810001594
8VFT-25KT | 8VFT-25KT | 810001595
8VFT-35KT | 8VFT-35KT | 810001596
6-RTA-CK | 6-RTA-CK | 810001597
6-RTA-SK | 6-RTA-SK | 810001598
6-RVK-CK | 6-RVK-CK | 810001599
6-RVK-SK | 6-RVK-SK | 810001600
8-RTA-CK | 8-RTA-CK | 810001601
8-RTA-SK | 8-RTA-SK | 810001602
8-RVK-CK | 8-RVK-CK | 810001603
8-RVK-SK | 8-RVK-SK | 810001604
8-TVKRO-CK | 8-TVKRO-CK | 810001605
8-TVKRE-CK | 8-TVKRE-CK | 810001606
10-TVKRE-CK | 10-TVKRE-CK | 810001607
10-TVKRE-SK | 10-TVKRE-SK | 810001608
020538 | 6VFT-VCK | 810001609
020537 | 6VFT-VSK | 810001610
3VFT-XX | 3VFT-XX | 810001611
3VFT-EXT 5 | 3VFT-X5 | 810001612
3VFT-EXT 10 | 3VFT-X10 | 810001613
3VFT-25B | 3VFT-25BL | 810001614
3VFT-35B | 3VFT-35BL | 810001615
3CP-316 | 3VFT-C | 810001616
3-SL-316 | 3VFT-S | 810001617
3EL-45-316 | 3VFT-E45 | 810001618
3EL-90-316 | 3VFT-E90 | 810001619
3TE-316 | 3VFT-TRS | 810001620
3TC-316 | 3VFT-TCV | 810001621
3EX-316 | 3VFT-TLS | 810001622
3RC | 3VFT-RCSC | 810001623
3RCB | 3VFT-BS | 810001624
3TKP | 3VFT-TP | 810001625
3IC | 3VFT-IC | 810001626
4VFT-XX | 4VFT-XX | 810001627
4VFT-EXT5 | 4VFT-X5 | 810001628
4VFT-EXT10 | 4VFT-X10 | 810001629
4VFT-25B | 4VFT-25BL | 810001630
4VFT-35B | 4VFT-35BL | 810001631
4CP-316 | 4VFT-C | 810001632
4SL-316 | 4VFT-S | 810001633
4EL-45-316 | 4VFT-E45 | 810001634
4EL-90-316 | 4VFT-E90 | 810001635
4TE-316 | 4VFT-TRS | 810001636
4TC-316 | 4VFT-TCV | 810001637
4EX-316 | 4VFT-TLS | 810001638
4VFT3S-316 | 4VFT-PVT | 810001639
4VFT3B | 4VFT-PVTS | 810001640
4RC | 4VFT-RCSC | 810001641
4RCB | 4VFT-BS | 810001642
4TKP | 4VFT-TP | 810001643
4IC | 4VFT-IC | 810001644
4VFTI | 3VFT-X4 | 810001645
5VFT-XX | 5VFT-XX | 810001646
5VFT-EXT5 | 5VFT-X5 | 810001647
5VFT-EXT10 | 5VFT-X10 | 810001648
5VFT-25B | 5VFT-25BL | 810001649
5VFT-35B | 5VFT-35BL | 810001650
5CP-316 | 5VFT-C | 810001651
5SL-316 | 5VFT-S | 810001652
5EL-45-316 | 5VFT-E45 | 810001653
5EL-90-316 | 5VFT-E90 | 810001654
5TE-316 | 5VFT-TRS | 810001655
5TC-316 | 5VFT-TCV | 810001656
5EX-316 | 5VFT-TLS | 810001657
5TSW-316 | 5VFT-ADST | 810001658
5RC | 5VFT-RCSC | 810001659
5SC | 5VFT-SC | 810001660
5RCB | 5VFT-BS | 810001661
5TKP | 5VFT-TP | 810001662
5IC | 5VFT-IC | 810001663
55VFT-XX | 55VFT-XX | 810001664
55VFT-EXT5 | 55VFT-X5 | 810001665
55VFT-EXT10 | 55VFT-X10 | 810001666
55VFT-25B | 55VFT-25BL | 810001667
55VFT-35B | 55VFT-35BL | 810001668
55CP-316 | 55VFT-C | 810001669
55SL-316 | 55VFT-S | 810001670
55EL-45-316 | 55VFT-E45 | 810001671
55EL-90-316 | 55VFT-E90 | 810001672
55TE-316 | 55VFT-TRS | 810001673
55TC-316 | 55VFT-TCV | 810001674
55RC | 55VFT-RCSC | 810001675
55RCB | 55VFT-BS | 810001676
55TKP | 55VFT-TP | 810001677
55IC | 55VFT-IC | 810001678
6VFT-XX | 6VFT-XX | 810001679
6VFT-EXT5 | 6VFT-X5 | 810001680
6VFT-EXT10 | 6VFT-X10 | 810001681
6VFT-25B | 6VFT-25BL | 810001682
6VFT-35B | 6VFT-35BL | 810001683
6CP-316 | 6VFT-C | 810001684
6SL-316 | 6VFT-S | 810001685
6EL-45-316 | 6VFT-E45 | 810001686
6EL-90-316 | 6VFT-E90 | 810001687
6TE-316 | 6VFT-TRS | 810001688
6TC-316 | 6VFT-TCV | 810001689
6EX-316 | 6VFT-TLS | 810001690
6TSW-316 | 6VFT-ADST | 810001691
6RC | 6VFT-RCSC | 810001692
6SC | 6VFT-SC | 810001693
6RCB | 6VFT-BS | 810001694
6TKP | 6VFT-TP | 810001695
6BPC | 6VFT-BP | 810001696
6FA | 6VFT-ADSL | 810001697
6DCF-R | 6VFT-RB | 810001698
66AD | 6VFT-6ADRO | 810001699
67AD | 6VFT-X7ADRO | 810001700
68AD | 6VFT-X8ADRO | 810001701
6IC | 6VFT-IC | 810001702
6STO-48 | 6VFT-48OFC | 810001703
6STO-57 | 6VFT-57OFC | 810001704
6RTO-48 | 6VFT-48ROFC | 810001705
6RTO-57 | 6VFT-57ROFC | 810001706
STA45-6X6 | 6VFT-6ADOR | 810001707
STA30-6X7 | 6VFT-X7ADOR30 | 810001708
STA-6X7 | 6VFT-X7ADOR | 810001709
7VFT-XX | 7VFT-XX | 810001710
7VFT-EXT5 | 7VFT-X5 | 810001711
7VFT-EXT10 | 7VFT-X10 | 810001712
7VFT-25B | 7VFT-25BL | 810001713
7VFT-35B | 7VFT-35BL | 810001714
7CP-316 | 7VFT-C | 810001715
7SL-316 | 7VFT-S | 810001716
7EL-45-316 | 7VFT-E45 | 810001717
7EL-90-316 | 7VFT-E90 | 810001718
7TE-316 | 7VFT-TRS | 810001719
7TC-316 | 7VFT-TCV | 810001720
7EX-316 | 7VFT-TLS | 810001721
7TSW-316 | 7VFT-ADST | 810001722
7RC | 7VFT-RCSC | 810001723
7SC | 7VFT-SC | 810001724
7RCB | 7VFT-BS | 810001725
7TKP | 7VFT-TP | 810001726
7BPC | 7VFT-BP | 810001727
78AD | 7VFT-X8ADRO | 810001728
7IC | 7VFT-IC | 810001729
7STO-48 | 7VFT-48OFC | 810001730
7STO-57 | 7VFT-57OFC | 810001731
7RTO-57 | 7VFT-57ROFC | 810001732
STA-7X7 | 7VFT-7ADOR | 810001733
8VFT-XX | 8VFT-XX | 810001734
8VFT-EXT5 | 8VFT-X5 | 810001735
8VFT-EXT10 | 8VFT-X10 | 810001736
8VFT-25B | 8VFT-25BL | 810001737
8VFT-35B | 8VFT-35BL | 810001738
8CP-316 | 8VFT-C | 810001739
8SL-316 | 8VFT-S | 810001740
8EL-45-316 | 8VFT-E45 | 810001741
8EL-90-316 | 8VFT-E90 | 810001742
8TE-316 | 8VFT-TRS | 810001743
8TC-316 | 8VFT-TCV | 810001744
8EX-316 | 8VFT-TLS | 810001745
8TSW-316 | 8VFT-ADST | 810001746
8RC | 8VFT-RCSC | 810001747
8SC | 8VFT-SC | 810001748
8RCB | 8VFT-BS | 810001749
8TKP | 8VFT-TP | 810001750
8BPC | 8VFT-BP | 810001751
8FA | 8VFT-ADSL | 810001752
8DCF-R | 8VFT-RB | 810001753
8ICO | 8VFT-OB | 810001754
88AD | 8VFT-8ADRO | 810001755
89AD | 8VFT-X9ADRO | 810001756
810AD | 8VFT-X10ADRO | 810001757
8IC | 8VFT-IC | 810001758
8STO-48 | 8VFT-48OFC | 810001759
8STO-57 | 8VFT-57OFC | 810001760
8RTO-48 | 8VFT-48ROFC | 810001761
8RTO-57 | 8VFT-57ROFC | 810001762
9VFT-XX | 9VFT-XX | 810001763
9CP-316 | 9VFT-C | 810001764
9SL-316 | 9VFT-S | 810001765
9EL-45-316 | 9VFT-E45 | 810001766
9EL-90-316 | 9VFT-E90 | 810001767
9TE-316 | 9VFT-TRS | 810001768
9TC-316 | 9VFT-TCV | 810001769
9EX-316 | 9VFT-TLS | 810001770
9RC | 9VFT-RCSC | 810001771
9RCB | 9VFT-BS | 810001772
9TKP | 9VFT-TP | 810001773
9BPC | 9VFT-BP | 810001774
910AD | 9VFT-X10ADRO | 810001775
9IC | 9VFT-IC | 810001776
9STO-48 | 9VFT-48OFC | 810001777
10VFT-XX | 10VFT-XX | 810001778
10CP-316 | 10VFT-C | 810001779
10SL-316 | 10VFT-S | 810001780
10EL-45-316 | 10VFT-E45 | 810001781
10EL-90-316 | 10VFT-E90 | 810001782
10TE-316 | 10VFT-TRS | 810001783
10TC-316 | 10VFT-TCV | 810001784
10EX-316 | 10VFT-TLS | 810001785
10RC | 10VFT-RCSC | 810001786
10RCB | 10VFT-BS | 810001787
10TKP | 10VFT-TP | 810001788
10ICO | 10VFT-OB | 810001789
1010AD | 10VFT-10ADRO | 810001790
10IC | 10VFT-IC | 810001791
10STO-48 | 10VFT-48OFC | 810001792
10STO-57 | 10VFT-57OFC | 810001793
10RTO-57 | 10VFT-57ROFC | 810001794
11VFT-XX | 11VFT-XX | 810001795
11CP-316 | 11VFT-C | 810001796
11SL-316 | 11VFT-S | 810001797
11EL-45-316 | 11VFT-E45 | 810001798
11-EL-90-316 | 11VFT-E90 | 810001799
11TE-316 | 11VFT-TRS | 810001800
11TC-316 | 11VFT-TCV | 810001801
11EX-316 | 11VFT-TLS | 810001802
11RC | 11VFT-RCSC | 810001803
11RCB | 11VFT-BS | 810001804
11TKP | 11VFT-TP | 810001805
DVF-RO | 11VFT-OB | 810001806
11IC | 11VFT-IC | 810001807
12VFT-XX | 12VFT-XX | 810001808
12CP-316 | 12VFT-C | 810001809
12SL-316 | 12VFT-S | 810001810
12EL-45-316 | 12VFT-E45 | 810001811
12EL-90-316 | 12VFT-E90 | 810001812
12TE-316 | 12VFT-TRS | 810001813
12TC-316 | 12VFT-TCV | 810001814
12EX-316 | 12VFT-TLS | 810001815
12RC | 12VFT-RCSC | 810001816
12RCB | 12VFT-BS | 810001817
12TKP | 12VFT-TP | 810001818
12IC | 12VFT-IC | 810001819
020597 | RNS-TMG | 810001820
020600 | RNS-TMX | 810001821
020710 | 56RNS-PFB22X25 | 810001822
020713 | 7RNS-PFB24X25 | 810001823
020715 | 8RNS-PFB29X25 | 810001824
020717 | 912RNS-PFB48X25 | 810001825
3VG-XX | 3VG-XX | 810001826
3CP-294 | 3VG-C | 810001827
3SL-294 | 3VG-S | 810001828
3EL-45-294 | 3VG-E45 | 810001829
3EL-90-294 | 3VG-E90 | 810001830
3TE-294 | 3VG-TRS | 810001831
3TC-294 | 3VG-TCV | 810001832
3TO-294 | 3VG-UTO | 810001833
4VG-XX | 4VG-XX | 810001834
4CP-294 | 4VG-C | 810001835
4SL-294 | 4VG-S | 810001836
4EL-45-294 | 4VG-E45 | 810001837
4EL-90-294 | 4VG-E90 | 810001838
4TE-294 | 4VG-TRS | 810001839
4TC-294 | 4VG-TCV | 810001840
4TO-294 | 4VG-UTO | 810001841
5VG-XX | 5VG-XX | 810001842
5CP-294 | 5VG-C | 810001843
5SL-294 | 5VG-S | 810001844
5EL-45-294 | 5VG-E45 | 810001845
5EL-90-294 | 5VG-E90 | 810001846
5TE-294 | 5VG-TRS | 810001847
5TC-294 | 5VG-TCV | 810001848
5TO-294 | 5VG-UTO | 810001849
65IR-294 | 5VG-X6 | 810001850
6VG-XX | 6VG-XX | 810001851
6CP-294 | 6VG-C | 810001852
6SL294 | 6VG-S | 810001853
6EL-45-294 | 6VG-E45 | 810001854
6EL-90-294 | 6VG-E90 | 810001855
6TE-294 | 6VG-TRS | 810001856
6TC-294 | 6VG-TCV | 810001857
6TO-294 | 6VG-UTO | 810001858
76IR-294 | 6VG-X7 | 810001859
7VG-XX | 7VG-XX | 810001860
7CP-294 | 7VG-C | 810001861
7SL-294 | 7VG-S | 810001862
7EL-45-294 | 7VG-E45 | 810001863
7EL-90-294 | 7VG-E90 | 810001864
7TE-294 | 7VG-TRS | 810001865
7TC-294 | 7VG-TCV | 810001866
78IR-294 | 7VG-X8 | 810001867
8VG-XX | 8VG-XX | 810001868
8CP-294 | 8VG-C | 810001869
8SL-294 | 8VG-S | 810001870
8EL-45-294 | 8VG-E45 | 810001871
8EL-90-294 | 8VG-E90 | 810001872
8TE-294 | 8VG-TRS | 810001873
8TC-294 | 8VG-TCV | 810001874
98IR-294 | 8VG-X9 | 810001875
DCF-RO | 8VG-OB | 810001876
9VG-XX | 9VG-XX | 810001877
9CP-294 | 9VG-C | 810001878
9SL-294 | 9VG-S | 810001879
9EL-45-294 | 9VG-E45 | 810001880
9EL-90-294 | 9VG-E90 | 810001881
9TE-294 | 9VG-TRS | 810001882
9TC-294 | 9VG-TCV | 810001883
10VG-XX | 10VG-XX | 810001884
10CP-294 | 10VG-C | 810001885
10SL-294 | 10VG-S | 810001886
10EL-45-294 | 10VG-E45 | 810001887
10EL-90-294 | 10VG-E90 | 810001888
10TE-294 | 10VG-TRS | 810001889
10TC-294 | 10VG-TCV | 810001890
11VG-XX | 11VG-XX | 810001891
11CP-294 | 11VG-C | 810001892
11SL-294 | 11VG-S | 810001893
11EL-45-294 | 11VG-E45 | 810001894
11EL-90-294 | 11VG-E90 | 810001895
11TE-294 | 11VG-TRS | 810001896
11TC-294 | 11VG-TCV | 810001897
11DCF-RO | 11VG-OB | 810001898
11ICO | 11VG-OAB | 810001899
12VG-XX | 12VG-XX | 810001900
12CP-294 | 12VG-C | 810001901
12SL-294 | 12VG-S | 810001902
12EL-45-294 | 12VG-E45 | 810001903
12EL-90-294 | 12VG-E90 | 810001904
12TE-294 | 12VG-TRS | 810001905
12TC-294 | 12VG-TCV | 810001906
3DF304-15K | 3DF304-15K | 810001907
3DF304-20K | 3DF304-20K | 810001908
3DF304-25K | 3DF304-25K | 810001909
3DF304-30K | 3DF304-30K | 810001910
3DF304-35K | 3DF304-35K | 810001911
4DF304-15K | 4DF304-15K | 810001912
4DF304-20K | 4DF304-20K | 810001913
4DF304-25K | 4DF304-25K | 810001914
4DF304-30K | 4DF304-30K | 810001915
4DF304-35K | 4DF304-35K | 810001916
5DF304-15K | 5DF304-15K | 810001917
5DF304-20K | 5DF304-20K | 810001918
5DF304-25K | 5DF304-25K | 810001919
5DF304-30K | 5DF304-30K | 810001920
5DF304-35K | 5DF304-35K | 810001921
55DF304-15K | 55DF304-15K | 810001922
55DF304-20K | 55DF304-20K | 810001923
55DF304-25K | 55DF304-25K | 810001924
55DF304-30K | 55DF304-30K | 810001925
55DF304-35K | 55DF304-35K | 810001926
6DF304-15K | 6DF304-15K | 810001927
6DF304-20K | 6DF304-20K | 810001928
6DF304-25K | 6DF304-25K | 810001929
6DF304-30K | 6DF304-30K | 810001930
6DF304-35K | 6DF304-35K | 810001931
7DF304-15K | 7DF304-15K | 810001932
7DF304-20K | 7DF304-20K | 810001933
7DF304-25K | 7DF304-25K | 810001934
7DF304-30K | 7DF304-30K | 810001935
7DF304-35K | 7DF304-35K | 810001936
8DF304-15K | 8DF304-15K | 810001937
8DF304-20K | 8DF304-20K | 810001938
8DF304-25K | 8DF304-25K | 810001939
8DF304-30K | 8DF304-30K | 810001940
8DF304-35K | 8DF304-35K | 810001941
3DF304-15KT | 3DF304-15KT | 810001942
3DF304-20KT | 3DF304-20KT | 810001943
3DF304-25KT | 3DF304-25KT | 810001944
3DF304-30KT | 3DF304-30KT | 810001945
3DF304-35KT | 3DF304-35KT | 810001946
4DF304-15KT | 4DF304-15KT | 810001947
4DF304-2OKT | 4DF304-2OKT | 810001948
4DF304-25KT | 4DF304-25KT | 810001949
4DF304-30KT | 4DF304-30KT | 810001950
4DF304-35KT | 4DF304-35KT | 810001951
5DF304-15KT | 5DF304-15KT | 810001952
5DF304-20KT | 5DF304-20KT | 810001953
5DF304-25KT | 5DF304-25KT | 810001954
5DF304-30KT | 5DF304-30KT | 810001955
5DF304-35KT | 5DF304-35KT | 810001956
55DF304-15KT | 55DF304-15KT | 810001957
55DF304-20KT | 55DF304-20KT | 810001958
55DF304-25KT | 55DF304-25KT | 810001959
55DF304-30KT | 55DF304-30KT | 810001960
55DF304-35KT | 55DF304-35KT | 810001961
6DF304-15KT | 6DF304-15KT | 810001962
6DF304-20KT | 6DF304-20KT | 810001963
6DF304-25KT | 6DF304-25KT | 810001964
6DF304-30KT | 6DF304-30KT | 810001965
6DF304-35KT | 6DF304-35KT | 810001966
7DF304-15KT | 7DF304-15KT | 810001967
7DF304-20KT | 7DF304-20KT | 810001968
7DF304-25KT | 7DF304-25KT | 810001969
7DF304-30KT | 7DF304-30KT | 810001970
7DF304-35KT | 7DF304-35KT | 810001971
8DF304-15KT | 8DF304-15KT | 810001972
8DF304-20KT | 8DF304-20KT | 810001973
8DF304-25KT | 8DF304-25KT | 810001974
8DF304-30KT | 8DF304-30KT | 810001975
8DF304-35KT | 8DF304-35KT | 810001976
3DF304X | 3DF304X | 810001977
4DF304X | 4DF304X | 810001978
5DF304X | 5DF304X | 810001979
55DF304X | 55DF304X | 810001980
6DF304X | 6DF304X | 810001981
7DF304X | 7DF304X | 810001982
8DF304X | 8DF304X | 810001983
Ovalizing | Ovalizing | 0
3DF304-15 | 3DF304-15 | 810001984
3DF304-20 | 3DF304-20 | 810001985
3DF304-25 | 3DF304-25 | 810001986
3DF304-30 | 3DF304-30 | 810001987
3DF304-35 | 3DF304-35 | 810001988
3DF304-100 | 3DF304-100 | 810001989
4DF304-15 | 4DF304-15 | 810001990
4DF304-20 | 4DF304-20 | 810001991
4DF304-25 | 4DF304-25 | 810001992
4DF304-30 | 4DF304-30 | 810001993
4DF304-35 | 4DF304-35 | 810001994
4DF304-100 | 4DF304-100 | 810001995
5DF304-15 | 5DF304-15 | 810001996
5DF304-20 | 5DF304-20 | 810001997
5DF304-25 | 5DF304-25 | 810001998
5DF304-30 | 5DF304-30 | 810001999
5DF304-35 | 5DF304-35 | 810002000
5DF304-100 | 5DF304-100 | 810002001
55DF304-15 | 55DF304-15 | 810002002
55DF304-20 | 55DF304-20 | 810002003
55DF304-25 | 55DF304-25 | 810002004
55DF304-30 | 55DF304-30 | 810002005
55DF304-35 | 55DF304-35 | 810002006
55DF304-100 | 55DF304-100 | 810002007
6DF304-15 | 6DF304-15 | 810002008
6DF304-20 | 6DF304-20 | 810002009
6DF304-25 | 6DF304-25 | 810002010
6DF304-30 | 6DF304-30 | 810002011
6DF304-35 | 6DF304-35 | 810002012
6DF304-100 | 6DF304-100 | 810002013
7DF304-15 | 7DF304-15 | 810002014
7DF304-20 | 7DF304-20 | 810002015
7DF304-25 | 7DF304-25 | 810002016
7DF304-30 | 7DF304-30 | 810002017
7DF304-35 | 7DF304-35 | 810002018
7DF304-50 | 7DF304-50 | 810002019
8DF304-15 | 8DF304-15 | 810002020
8DF304-20 | 8DF304-20 | 810002021
8DF304-25 | 8DF304-25 | 810002022
8DF304-30 | 8DF304-30 | 810002023
8DF304-35 | 8DF304-35 | 810002024
8DF304-50 | 8DF304-50 | 810002025
3DF316-15K | 3DF316-15K | 810002026
3DF316-20K | 3DF316-20K | 810002027
3DF316-25K | 3DF316-25K | 810002028
3DF316-30K | 3DF316-30K | 810002029
3DF316-35K | 3DF316-35K | 810002030
4DF316-15K | 4DF316-15K | 810002031
4DF316-20K | 4DF316-20K | 810002032
4DF316-25K | 4DF316-25K | 810002033
4DF316-30K | 4DF316-30K | 810002034
4DF316-35K | 4DF316-35K | 810002035
5DF316-15K | 5DF316-15K | 810002036
5DF316-20K | 5DF316-20K | 810002037
5DF316-25K | 5DF316-25K | 810002038
5DF316-30K | 5DF316-30K | 810002039
5DF316-35K | 5DF316-35K | 810002040
55DF316-15K | 55DF316-15K | 810002041
55DF316-20K | 55DF316-20K | 810002042
55DF316-25K | 55DF316-25K | 810002043
55DF316-30K | 55DF316-30K | 810002044
55DF316-35K | 55DF316-35K | 810002045
6DF316-15K | 6DF316-15K | 810002046
6DF316-20K | 6DF316-20K | 810002047
6DF316-25K | 6DF316-25K | 810002048
6DF316-30K | 6DF316-30K | 810002049
6DF316-35K | 6DF316-35K | 810002050
7DF316-15K | 7DF316-15K | 810002051
7DF316-20K | 7DF316-20K | 810002052
7DF316-25K | 7DF316-25K | 810002053
7DF316-30K | 7DF316-30K | 810002054
7DF316-35K | 7DF316-35K | 810002055
8DF316-15K | 8DF316-15K | 810002056
8DF316-20K | 8DF316-20K | 810002057
8DF316-25K | 8DF316-25K | 810002058
8DF316-30K | 8DF316-30K | 810002059
8DF316-35K | 8DF316-35K | 810002060
3DF316-15KT | 3DF316-15KT | 810002061
3DF316-20KT | 3DF316-20KT | 810002062
3DF316-25KT | 3DF316-25KT | 810002063
3DF316-30KT | 3DF316-30KT | 810002064
3DF316-35KT | 3DF316-35KT | 810002065
4DF316-15KT | 4DF316-15KT | 810002066
4DF316-20KT | 4DF316-20KT | 810002067
4DF316-25KT | 4DF316-25KT | 810002068
4DF316-30KT | 4DF316-30KT | 810002069
4DF316-35KT | 4DF316-35KT | 810002070
5DF316-15KT | 5DF316-15KT | 810002071
5DF316-20KT | 5DF316-20KT | 810002072
5DF316-25KT | 5DF316-25KT | 810002073
5DF316-30KT | 5DF316-30KT | 810002074
5DF316-35KT | 5DF316-35KT | 810002075
55DF316-15KT | 55DF316-15KT | 810002076
55DF316-20KT | 55DF316-20KT | 810002077
55DF316-25KT | 55DF316-25KT | 810002078
55DF316-30KT | 55DF316-30KT | 810002079
55DF316-35KT | 55DF316-35KT | 810002080
6DF316-15KT | 6DF316-15KT | 810002081
6DF316-20KT | 6DF316-20KT | 810002082
6DF316-25KT | 6DF316-25KT | 810002083
6DF316-30KT | 6DF316-30KT | 810002084
6DF316-35KT | 6DF316-35KT | 810002085
7DF316-15KT | 7DF316-15KT | 810002086
7DF316-20KT | 7DF316-20KT | 810002087
7DF316-25KT | 7DF316-25KT | 810002088
7DF316-30KT | 7DF316-30KT | 810002089
7DF316-35KT | 7DF316-35KT | 810002090
8DF316-15KT | 8DF316-15KT | 810002091
8DF316-20KT | 8DF316-20KT | 810002092
8DF316-25KT | 8DF316-25KT | 810002093
8DF316-30KT | 8DF316-30KT | 810002094
8DF316-35KT | 8DF316-35KT | 810002095
4DF316-25VCK | 4DF316-25VCK | 810002096
4DF316-35VCK | 4DF316-35VCK | 810002097
55DF316-25VCK | 55DF316-25VCK | 810002098
55DF316-35VCK | 55DF316-35VCK | 810002099
6DF316-25VCK | 6DF316-25VCK | 810002100
6DF316-35VCK | 6DF316-35VCK | 810002101
3DF316X | 3DF316X | 810002102
4DF316X | 4DF316X | 810002103
5DF316X | 5DF316X | 810002104
55DF316X | 55DF316X | 810002105
6DF316X | 6DF316X | 810002106
7DF316X | 7DF316X | 810002107
8DF316X | 8DF316X | 810002108
3DF316-15 | 3DF316-15 | 810002109
3DF316-20 | 3DF316-20 | 810002110
3DF316-25 | 3DF316-25 | 810002111
3DF316-30 | 3DF316-30 | 810002112
3DF316-35 | 3DF316-35 | 810002113
3DF316-100 | 3DF316-100 | 810002114
4DF316-15 | 4DF316-15 | 810002115
4DF316-20 | 4DF316-20 | 810002116
4DF316-25 | 4DF316-25 | 810002117
4DF316-30 | 4DF316-30 | 810002118
4DF316-35 | 4DF316-35 | 810002119
4DF316-100 | 4DF316-100 | 810002120
5DF316-15 | 5DF316-15 | 810002121
5DF316-20 | 5DF316-20 | 810002122
5DF316-25 | 5DF316-25 | 810002123
5DF316-30 | 5DF316-30 | 810002124
5DF316-35 | 5DF316-35 | 810002125
5DF316-100 | 5DF316-100 | 810002126
55DF316-15 | 55DF316-15 | 810002127
55DF316-20 | 55DF316-20 | 810002128
55DF316-25 | 55DF316-25 | 810002129
55DF316-30 | 55DF316-30 | 810002130
55DF316-35 | 55DF316-35 | 810002131
55DF316-100 | 55DF316-100 | 810002132
6DF316-15 | 6DF316-15 | 810002133
6DF316-20 | 6DF316-20 | 810002134
6DF316-25 | 6DF316-25 | 810002135
6DF316-30 | 6DF316-30 | 810002136
6DF316-35 | 6DF316-35 | 810002137
6DF316-100 | 6DF316-100 | 810002138
7DF316-15 | 7DF316-15 | 810002139
7DF316-20 | 7DF316-20 | 810002140
7DF316-25 | 7DF316-25 | 810002141
7DF316-30 | 7DF316-30 | 810002142
7DF316-35 | 7DF316-35 | 810002143
7DF316-50 | 7DF316-50 | 810002144
8DF316-15 | 8DF316-15 | 810002145
8DF316-20 | 8DF316-20 | 810002146
8DF316-25 | 8DF316-25 | 810002147
8DF316-30 | 8DF316-30 | 810002148
8DF316-35 | 8DF316-35 | 810002149
8DF316-50 | 8DF316-50 | 810002150
3DFPRO-15K | 3DFPRO-15K | 810002151
3DFPRO-20K | 3DFPRO-20K | 810002152
3DFPRO-25K | 3DFPRO-25K | 810002153
3DFPRO-30K | 3DFPRO-30K | 810002154
3DFPRO-35K | 3DFPRO-35K | 810002155
4DFPRO-15K | 4DFPRO-15K | 810002156
4DFPRO-20K | 4DFPRO-20K | 810002157
4DFPRO-25K | 4DFPRO-25K | 810002158
4DFPRO-30K | 4DFPRO-30K | 810002159
4DFPRO-35K | 4DFPRO-35K | 810002160
5DFPRO-15K | 5DFPRO-15K | 810002161
5DFPRO-20K | 5DFPRO-20K | 810002162
5DFPRO-25K | 5DFPRO-25K | 810002163
5DFPRO-30K | 5DFPRO-30K | 810002164
5DFPRO-35K | 5DFPRO-35K | 810002165
55DFPRO-15K | 55DFPRO-15K | 810002166
55DFPRO-20K | 55DFPRO-20K | 810002167
55DFPRO-25K | 55DFPRO-25K | 810002168
55DFPRO-30K | 55DFPRO-30K | 810002169
55DFPRO-35K | 55DFPRO-35K | 810002170
6DFPRO-15K | 6DFPRO-15K | 810002171
6DFPRO-20K | 6DFPRO-20K | 810002172
6DFPRO-25K | 6DFPRO-25K | 810002173
6DFPRO-30K | 6DFPRO-30K | 810002174
6DFPRO-35K | 6DFPRO-35K | 810002175
7DFPRO-15K | 7DFPRO-15K | 810002176
7DFPRO-20K | 7DFPRO-20K | 810002177
7DFPRO-25K | 7DFPRO-25K | 810002178
7DFPRO-30K | 7DFPRO-30K | 810002179
7DFPRO-35K | 7DFPRO-35K | 810002180
8DFPRO-15K | 8DFPRO-15K | 810002181
8DFPRO-20K | 8DFPRO-20K | 810002182
8DFPRO-25K | 8DFPRO-25K | 810002183
8DFPRO-30K | 8DFPRO-30K | 810002184
8DFPRO-35K | 8DFPRO-35K | 810002185
3DFPRO-15KT | 3DFPRO-15KT | 810002186
3DFPRO-20KT | 3DFPRO-20KT | 810002187
3DFPRO-25KT | 3DFPRO-25KT | 810002188
3DFPRO-30KT | 3DFPRO-30KT | 810002189
3DFPRO-35KT | 3DFPRO-35KT | 810002190
4DFPRO-15KT | 4DFPRO-15KT | 810002191
4DFPRO-20KT | 4DFPRO-20KT | 810002192
4DFPRO-25KT | 4DFPRO-25KT | 810002193
4DFPRO-30KT | 4DFPRO-30KT | 810002194
4DFPRO-35KT | 4DFPRO-35KT | 810002195
5DFPRO-15KT | 5DFPRO-15KT | 810002196
5DFPRO-20KT | 5DFPRO-20KT | 810002197
5DFPRO-25KT | 5DFPRO-25KT | 810002198
5DFPRO-30KT | 5DFPRO-30KT | 810002199
5DFPRO-35KT | 5DFPRO-35KT | 810002200
55DFPRO-15KT | 55DFPRO-15KT | 810002201
55DFPRO-20KT | 55DFPRO-20KT | 810002202
55DFPRO-25KT | 55DFPRO-25KT | 810002203
55DFPRO-30KT | 55DFPRO-30KT | 810002204
55DFPRO-35KT | 55DFPRO-35KT | 810002205
6DFPRO-15KT | 6DFPRO-15KT | 810002206
6DFPRO-20KT | 6DFPRO-20KT | 810002207
6DFPRO-25KT | 6DFPRO-25KT | 810002208
6DFPRO-30KT | 6DFPRO-30KT | 810002209
6DFPRO-35KT | 6DFPRO-35KT | 810002210
7DFPRO-15KT | 7DFPRO-15KT | 810002211
7DFPRO-20KT | 7DFPRO-20KT | 810002212
7DFPRO-25KT | 7DFPRO-25KT | 810002213
7DFPRO-30KT | 7DFPRO-30KT | 810002214
7DFPRO-35KT | 7DFPRO-35KT | 810002215
8DFPRO-15KT | 8DFPRO-15KT | 810002216
8DFPRO-20KT | 8DFPRO-20KT | 810002217
8DFPRO-25KT | 8DFPRO-25KT | 810002218
8DFPRO-30KT | 8DFPRO-30KT | 810002219
8DFPRO-35KT | 8DFPRO-35KT | 810002220
3DFPRO-20VCK | 3DFPRO-20VCK | 810002221
4DFPRO-20VCK | 4DFPRO-20VCK | 810002222
4DFPRO-25VCK | 4DFPRO-25VCK | 810002223
4DFPRO-30VCK | 4DFPRO-30VCK | 810002224
4DFPRO-35VCK | 4DFPRO-35VCK | 810002225
55DFPRO-20VCK | 55DFPRO-20VCK | 810002226
55DFPRO-25VCK | 55DFPRO-25VCK | 810002227
55DFPRO-30VCK | 55DFPRO-30VCK | 810002228
55DFPRO-35VCK | 55DFPRO-35VCK | 810002229
6DFPRO-25VCK | 6DFPRO-25VCK | 810002230
6DFPRO-30VCK | 6DFPRO-30VCK | 810002231
6DFPRO-35VCK | 6DFPRO-35VCK | 810002232
6DFPRO-25OVALVCK | 6DFPRO-25OVALVCK | 810002233
6DFPRO-35OVALVCK | 6DFPRO-35OVALVCK | 810002234
3DFPROX | 3DFPROX | 810002235
4DFPROX | 4DFPROX | 810002236
5DFPROX | 5DFPROX | 810002237
55DFPROX | 55DFPROX | 810002238
6DFPROX | 6DFPROX | 810002239
7DFPROX | 7DFPROX | 810002240
8DFPR0X | 8DFPR0X | 810002241
9DFPROX | 9DFPROX | 810002242
10DFPROX | 10DFPROX | 810002243
11DFPROX | 11DFPROX | 810002244
12DFPROX | 12DFPROX | 810002245
3DFPRO-15 | 3DFPRO-15 | 810002246
3DFPRO-20 | 3DFPRO-20 | 810002247
3DFPRO-25 | 3DFPRO-25 | 810002248
3DFPRO-30 | 3DFPRO-30 | 810002249
3DFPRO-35 | 3DFPRO-35 | 810002250
3DFPRO-50 | 3DFPRO-50 | 810002251
3DFPRO-200 | 3DFPRO-200 | 810002252
4DFPRO-15 | 4DFPRO-15 | 810002253
4DFPRO-20 | 4DFPRO-20 | 810002254
4DFPRO-25 | 4DFPRO-25 | 810002255
4DFPRO-30 | 4DFPRO-30 | 810002256
4DFPRO-35 | 4DFPRO-35 | 810002257
4DFPRO-50 | 4DFPRO-50 | 810002258
4DFPRO-200 | 4DFPRO-200 | 810002259
5DFPRO-15 | 5DFPRO-15 | 810002260
5DFPRO-20 | 5DFPRO-20 | 810002261
5DFPRO-25 | 5DFPRO-25 | 810002262
5DFPRO-30 | 5DFPRO-30 | 810002263
5DFPRO-35 | 5DFPRO-35 | 810002264
5DFPRO-50 | 5DFPRO-50 | 810002265
5DFPRO-125 | 5DFPRO-125 | 810002266
55DFPRO-15 | 55DFPRO-15 | 810002267
55DFPRO-20 | 55DFPRO-20 | 810002268
55DFPRO-25 | 55DFPRO-25 | 810002269
55DFPRO-30 | 55DFPRO-30 | 810002270
55DFPRO-35 | 55DFPRO-35 | 810002271
55DFPRO-50 | 55DFPRO-50 | 810002272
55DFPRO-100 | 55DFPRO-100 | 810002273
6DFPRO-15 | 6DFPRO-15 | 810002274
6DFPRO-20 | 6DFPRO-20 | 810002275
63DFPRO-25 | 63DFPRO-25 | 810002276
6DFPRO-30 | 6DFPRO-30 | 810002277
6DFPRO-35 | 6DFPRO-35 | 810002278
6FDFPRO-50 | 6FDFPRO-50 | 810002279
6DFPRO-100 | 6DFPRO-100 | 810002280
7DFPRO-15 | 7DFPRO-15 | 810002281
7DFPRO-20 | 7DFPRO-20 | 810002282
7DFPRO-25 | 7DFPRO-25 | 810002283
7DFPRO-30 | 7DFPRO-30 | 810002284
7DFPRO-35 | 7DFPRO-35 | 810002285
7DFPRO-50 | 7DFPRO-50 | 810002286
8DFPRO-15 | 8DFPRO-15 | 810002287
8DFPRO-20 | 8DFPRO-20 | 810002288
8DFPRO-25 | 8DFPRO-25 | 810002289
8DFPRO-30 | 8DFPRO-30 | 810002290
8DFPRO-35 | 8DFPRO-35 | 810002291
8DFPRO-50 | 8DFPRO-50 | 810002292
3DFSW-15K | 3DFSW-15K | 810002293
3DFSW-20K | 3DFSW-20K | 810002294
3DFSW-25K | 3DFSW-25K | 810002295
3DFSW-30K | 3DFSW-30K | 810002296
3DFSW-35K | 3DFSW-35K | 810002297
4DFSW-15K | 4DFSW-15K | 810002298
4DFSW-20K | 4DFSW-20K | 810002299
4DFSW-25K | 4DFSW-25K | 810002300
4DFSW-30K | 4DFSW-30K | 810002301
4DFSW-35K | 4DFSW-35K | 810002302
5DFSW-15K | 5DFSW-15K | 810002303
5DFSW-20K | 5DFSW-20K | 810002304
5DFSW-25K | 5DFSW-25K | 810002305
5DFSW-30K | 5DFSW-30K | 810002306
5DFSW-35K | 5DFSW-35K | 810002307
55DFSW-15K | 55DFSW-15K | 810002308
55DFSW-20K | 55DFSW-20K | 810002309
55DFSW-25K | 55DFSW-25K | 810002310
55DFSW-30K | 55DFSW-30K | 810002311
55DFSW-35K | 55DFSW-35K | 810002312
6DFSW-15K | 6DFSW-15K | 810002313
6DFSW-20K | 6DFSW-20K | 810002314
6DFSW-25K | 6DFSW-25K | 810002315
6DFSW-30K | 6DFSW-30K | 810002316
6DFSW-35K | 6DFSW-35K | 810002317
7DFSW-15K | 7DFSW-15K | 810002318
7DFSW-20K | 7DFSW-20K | 810002319
7DFSW-25K | 7DFSW-25K | 810002320
7DFSW-30K | 7DFSW-30K | 810002321
7DFSW-35K | 7DFSW-35K | 810002322
8DFSW-15K | 8DFSW-15K | 810002323
8DFSW-20K | 8DFSW-20K | 810002324
8DFSW-25K | 8DFSW-25K | 810002325
8DFSW-30K | 8DFSW-30K | 810002326
8DFSW-35K | 8DFSW-35K | 810002327
3DFSW-15KT | 3DFSW-15KT | 810002328
3DFSW-20KT | 3DFSW-20KT | 810002329
3DFSW-25KT | 3DFSW-25KT | 810002330
3DFSW-30KT | 3DFSW-30KT | 810002331
3DFSW-35KT | 3DFSW-35KT | 810002332
4DFSW-15KT | 4DFSW-15KT | 810002333
4DFSW-20KT | 4DFSW-20KT | 810002334
4DFSW-25KT | 4DFSW-25KT | 810002335
4DFSW-30KT | 4DFSW-30KT | 810002336
4DFSW-35KT | 4DFSW-35KT | 810002337
5DFSW-15KT | 5DFSW-15KT | 810002338
5DFSW-20KT | 5DFSW-20KT | 810002339
5DFSW-25KT | 5DFSW-25KT | 810002340
5DFSW-30KT | 5DFSW-30KT | 810002341
5DFSW-35KT | 5DFSW-35KT | 810002342
55DFSW-15KT | 55DFSW-15KT | 810002343
55DFSW-20KT | 55DFSW-20KT | 810002344
55DFSW-25KT | 55DFSW-25KT | 810002345
55DFSW-30KT | 55DFSW-30KT | 810002346
55DFSW-35KT | 55DFSW-35KT | 810002347
6DFSW-15KT | 6DFSW-15KT | 810002348
6DFSW-20KT | 6DFSW-20KT | 810002349
6DFSW-25KT | 6DFSW-25KT | 810002350
6DFSW-30KT | 6DFSW-30KT | 810002351
6DFSW-35KT | 6DFSW-35KT | 810002352
7DFSW-15KT | 7DFSW-15KT | 810002353
7DFSW-20KT | 7DFSW-20KT | 810002354
7DFSW-25KT | 7DFSW-25KT | 810002355
7DFSW-30KT | 7DFSW-30KT | 810002356
7DFSW-35KT | 7DFSW-35KT | 810002357
8DFSW-15KT | 8DFSW-15KT | 810002358
8DFSW-20KT | 8DFSW-20KT | 810002359
8DFSW-25KT | 8DFSW-25KT | 810002360
8DFSW-30KT | 8DFSW-30KT | 810002361
8DFSW-35KT | 8DFSW-35KT | 810002362
3DFSWX | 3DFSWX | 810002363
4DFSWX | 4DFSWX | 810002364
5DFSWX | 5DFSWX | 810002365
55DFSWX | 55DFSWX | 810002366
6DFSWX | 6DFSWX | 810002367
7DFSWX | 7DFSWX | 810002368
8DFSWX | 8DFSWX | 810002369
9DFSWX | 9DFSWX | 810002370
10DFSWX | 10DFSWX | 810002371
11DFSWX | 11DFSWX | 810002372
12DFSWX | 12DFSWX | 810002373
3DFSW-15 | 3DFSW-15 | 810002374
3DFSW-20 | 3DFSW-20 | 810002375
3DFSW-25 | 3DFSW-25 | 810002376
3DFSW-30 | 3DFSW-30 | 810002377
3DFSW-35 | 3DFSW-35 | 810002378
3DFSW-50 | 3DFSW-50 | 810002379
3DFSW-200 | 3DFSW-200 | 810002380
4DFSW-15 | 4DFSW-15 | 810002381
4DFSW-20 | 4DFSW-20 | 810002382
4DFSW-25 | 4DFSW-25 | 810002383
4DFSW-30 | 4DFSW-30 | 810002384
4DFSW-35 | 4DFSW-35 | 810002385
4DFSW-50 | 4DFSW-50 | 810002386
4DFSW-200 | 4DFSW-200 | 810002387
5DFSW-15 | 5DFSW-15 | 810002388
5DFSW-20 | 5DFSW-20 | 810002389
5DFSW-25 | 5DFSW-25 | 810002390
5DFSW-30 | 5DFSW-30 | 810002391
5DFSW-35 | 5DFSW-35 | 810002392
5DFSW-50 | 5DFSW-50 | 810002393
5DFSW-125 | 5DFSW-125 | 810002394
55DFSW-15 | 55DFSW-15 | 810002395
55DFSW-20 | 55DFSW-20 | 810002396
55DFSW-25 | 55DFSW-25 | 810002397
55DFSW-30 | 55DFSW-30 | 810002398
55DFSW-35 | 55DFSW-35 | 810002399
55DFSW-50 | 55DFSW-50 | 810002400
55DFSW-100 | 55DFSW-100 | 810002401
6DFSW-15 | 6DFSW-15 | 810002402
6DFSW-20 | 6DFSW-20 | 810002403
6DFSW-25 | 6DFSW-25 | 810002404
6DFSW-30 | 6DFSW-30 | 810002405
6DFSW-35 | 6DFSW-35 | 810002406
6DFSW-50 | 6DFSW-50 | 810002407
6DFSW-100 | 6DFSW-100 | 810002408
7DFSW-15 | 7DFSW-15 | 810002409
7DFSW-20 | 7DFSW-20 | 810002410
7DFSW-25 | 7DFSW-25 | 810002411
7DFSW-30 | 7DFSW-30 | 810002412
7DFSW-35 | 7DFSW-35 | 810002413
7DFSW-50 | 7DFSW-50 | 810002414
8DFSW-15 | 8DFSW-15 | 810002415
8DFSW-20 | 8DFSW-20 | 810002416
8DFSW-25 | 8DFSW-25 | 810002417
8DFSW-30 | 8DFSW-30 | 810002418
8DFSW-35 | 8DFSW-35 | 810002419
8DFSW-50 | 8DFSW-50 | 810002420
3DFS-VC | 3DFS-VC | 810002421
3DFS-TP | 3DFS-TP | 810002422
3DFS-T | 3DFS-T | 810002423
3DFS-FC | 3DFS-FC | 810002424
3DFS-MS | 3DFS-MS | 810002425
3DFS-FP | 3DFS-FP | 810002426
3DFS-VCK | 3DFS-VCK | 810002427
DFS-SA | DFS-SA | 810002428
4DFS-VC | 4DFS-VC | 810002429
4DFS-TP | 4DFS-TP | 810002430
4DFS-T | 4DFS-T | 810002431
4DFS-FC | 4DFS-FC | 810002432
4DFS-MS | 4DFS-MS | 810002433
4DFS-FP | 4DFS-FP | 810002434
4DFS-VCK | 4DFS-VCK | 810002435
5DFS-VC | 5DFS-VC | 810002436
5DFS-TP | 5DFS-TP | 810002437
5DFS-TPA | 5DFS-TPA | 810002438
5DFS-TPB | 5DFS-TPB | 810002439
5DFS-T | 5DFS-T | 810002440
5DFS-FC | 5DFS-FC | 810002441
5DFS-S | 5DFS-S | 810002442
5DFS-MS | 5DFS-MS | 810002443
5DFS-FP | 5DFS-FP | 810002444
5DFS-VCK | 5DFS-VCK | 810002445
55DFS-VC | 55DFS-VC | 810002446
55DFS-TP | 55DFS-TP | 810002447
55DFS-TPA | 55DFS-TPA | 810002448
55DFS-TPB | 55DFS-TPB | 810002449
55DFS-T | 55DFS-T | 810002450
55DFS-FC | 55DFS-FC | 810002451
55DFS-MS | 55DFS-MS | 810002452
55DFS-FP | 55DFS-FP | 810002453
55DFS-VCK | 55DFS-VCK | 810002454
6DFS-VC | 6DFS-VC | 810002455
6DFS-TP | 6DFS-TP | 810002456
6DFS-TPA | 6DFS-TPA | 810002457
6DFS-TPB | 6DFS-TPB | 810002458
6DFS-T | 6DFS-T | 810002459
6DFS-FC | 6DFS-FC | 810002460
6DFS-S | 6DFS-S | 810002461
6DFS-MS | 6DFS-MS | 810002462
6DFS-FP | 6DFS-FP | 810002463
6DFS-VCK | 6DFS-VCK | 810002464
6DFS-X55 | 6DFS-X55 | 810002465
7DFS-VC | 7DFS-VC | 810002466
7DFS-TP | 7DFS-TP | 810002467
7DFS-T | 7DFS-T | 810002468
7DFS-FC | 7DFS-FC | 810002469
7DFS-S | 7DFS-S | 810002470
7DFS-MS | 7DFS-MS | 810002471
7DFS-FP | 7DFS-FP | 810002472
7DFS-VCK | 7DFS-VCK | 810002473
8DFS-VC | 8DFS-VC | 810002474
8DFS-TP | 8DFS-TP | 810002475
8DFS-T | 8DFS-T | 810002476
8DFS-FC | 8DFS-FC | 810002477
8DFS-S | 8DFS-S | 810002478
8DFS-MS | 8DFS-MS | 810002479
8DFS-FP | 8DFS-FP | 810002480
8DFS-VCK | 8DFS-VCK | 810002481
020921 | RNS-ALF | 810002486
020901 | RNS-PM1 | 810002487
020903 | RNS-PM2 | 810002488
020905 | RNS-PM3 | 810002489
0470 | 3GVK | 810002490
0471 | 4GVK | 810002491
0370 | 3GVKNT | 810006990
0371 | 4GVKNT | 810006991
4UHK-KVNT | 4UHK-KVNT | 810006013
0040 | 3GV06 | 810002492
0030 | 3GV12 | 810002493
0030C | 3GV12C | 810002494
0020 | 3GV18 | 810002495
0020C | 3GV18C | 810002496
0385 | 3GV24 | 810002497
0385C | 3GV24C | 810002498
0010 | 3GV36 | 810002499
0010C | 3GV36C | 810002500
0400 | 3GV48 | 810002501
0400C | 3GV48C | 810002502
0001 | 3GV60 | 810002503
0001C | 3GV60C | 810002504
0050 | 3GV12A | 810002505
0060 | 3GVL90 | 810002506
0070 | 3GVL45 | 810002507
0080 | 3GVT | 810002508
0090 | 3GVTC | 810002509
0120 | 3GVC | 810002510
0100S | 3GVX4 | 810002511
0101S | 3GVX5 | 810002512
0102S | 3GVX6 | 810002513
0112S | 3GVX7 | 810002514
0187C | 3GVRRA4 | 810002515
0188C | 3GVRRA5 | 810002516
0496 | 3GVAF | 810002517
0490 | 3GVAM | 810002518
0496H | 3GVADHC | 810002519
1485 | 3GVWS | 810002520
1440 | 3GVRS | 810002521
1470 | 3GVS | 810002522
1460 | 3GVFS | 810002523
0340 | 3GVRS4 | 810002524
0170 | 3GVPC | 810002525
0160 | 3GVWT | 810002526
0354 | 3GVIS | 810002527
0150 | 3GVSC | 810002528
0140 | 3GVF | 810002529
0140S | 3GVFSR | 810002530
0140F | 3GVFF | 810002531
0140FH | 3GVFHA | 810002532
0140DS | 3GVFDSA | 810002533
0630 | 3GVDC | 810002534
0130 | 3GVVTH | 810002535
0041 | 4GV06 | 810002536
0031 | 4GV12 | 810002537
0031C | 4GV12C | 810002538
0021 | 4GV18 | 810002539
0021C | 4GV18C | 810002540
0386 | 4GV24 | 810002541
0386C | 4GV24C | 810002542
0011 | 4GV36 | 810002543
0011C | 4GV36C | 810002544
0401 | 4GV48 | 810002545
0401C | 4GV48C | 810002546
0002 | 4GV60 | 810002547
0002C | 4GV60C | 810002548
0002F | 4GV60F | 810002549
0051 | 4GV12A | 810002550
0061 | 4GVL90 | 810002551
0071 | 4GVL45 | 810002552
0081 | 4GVT | 810002553
0081T3 | 4GVTR3 | 810002554
0091 | 4GVTC | 810002555
0425 | 4GVY43 | 810002556
0426 | 4GVY44 | 810002557
0427 | 4GVY34 | 810002558
0121 | 4GVC | 810002559
0103S | 4GVX5 | 810002560
0104S | 4GVX6 | 810002561
0113S | 4GVX7 | 810002562
0116S | 4GVX8 | 810002563
0178C | 4GVRRA5 | 810002564
0497 | 4GVAF | 810002565
0491 | 4GVAM | 810002566
0497H | 4GVADHC | 810002567
1486 | 4GVWS | 810002568
1441 | 4GVRS | 810002569
1471 | 4GVS | 810002570
1461 | 4GVFS | 810002571
0171 | 4GVPC | 810002572
0161 | 4GVWT | 810002573
0151 | 4GVSC | 810002574
0141 | 4GVF | 810002575
0141S | 4GVFSR | 810002576
0141F | 4GVFF | 810002577
0141DS | 4GVFDSA | 810002578
0631 | 4GVDC | 810002579
0361 | 4GVVTF | 810002580
0131 | 4GVVTH | 810002581
0177C | 4GVRRA4 | 810002582
0141FH | 4GVFHA | 810002583
0042 | 5GV06 | 810002584
0032 | 5GV12 | 810002585
0032C | 5GV12C | 810002586
0022 | 5GV18 | 810002587
0022C | 5GV18C | 810002588
0387 | 5GV24 | 810002589
0387C | 5GV24C | 810002590
0012 | 5GV36 | 810002591
0012C | 5GV36C | 810002592
0402 | 5GV48 | 810002593
0402C | 5GV48C | 810002594
0003 | 5GV60 | 810002595
0003C | 5GV60C | 810002596
0003F | 5GV60F | 810002597
0052 | 5GV12A | 810002598
0062 | 5GVL90 | 810002599
0072 | 5GVL45 | 810002600
0082 | 5GVT | 810002601
0082T4 | 5GVTR4 | 810002602
0082T3 | 5GVTR3 | 810002603
0092 | 5GVTC | 810002604
0430 | 5GVY34 | 810002605
0431 | 5GVY44 | 810002606
0432 | 5GVY45 | 810002607
0122 | 5GVC | 810002608
0105S | 5GVX6 | 810002609
0115S | 5GVX7 | 810002610
0117S | 5GVX8 | 810002611
0498 | 5GVAF | 810002612
0492 | 5GVAM | 810002613
0498H | 5GVADHC | 810002614
1487 | 5GVWS | 810002615
1442 | 5GVRS | 810002616
1472 | 5GVS | 810002617
1462 | 5GVFS | 810002618
0342 | 5GVRS6 | 810002619
0172 | 5GVPC | 810002620
0162 | 5GVWT | 810002621
0355 | 5GVIS | 810002622
0152 | 5GVSC | 810002623
0142 | 5GVF | 810002624
0142S | 5GVFSR | 810002625
0142F | 5GVFF | 810002626
0142DS | 5GVFDSA | 810002627
0632 | 5GVDC | 810002628
0132 | 5GVVTH | 810002629
0142FH | 5GVFHF | 810002630
0043 | 6GV06 | 810002631
0033 | 6GV12 | 810002632
0033C | 6GV12C | 810002633
0023 | 6GV18 | 810002634
0023C | 6GV18C | 810002635
0388 | 6GV24 | 810002636
0388C | 6GV24C | 810002637
0013 | 6GV36 | 810002638
0013C | 6GV36C | 810002639
0403 | 6GV48 | 810002640
0403C | 6GV48C | 810002641
0004 | 6GV60 | 810002642
0004C | 6GV60C | 810002643
0004F | 6GV60F | 810002644
0053 | 6GV12A | 810002645
0063 | 6GVL90 | 810002646
0073 | 6GVL45 | 810002647
0083 | 6GVT | 810002648
0083T4 | 6GVTR4 | 810002649
0083T3 | 6GVTR3 | 810002650
0093 | 6GVTC | 810002651
0440 | 6GVY34 | 810002652
0441 | 6GVY43 | 810002653
0442 | 6GVY44 | 810002654
0443 | 6GVY45 | 810002655
0445 | 6GVY35 | 810002656
0446 | 6GVY46 | 810002657
0123 | 6GVC | 810002658
0106S | 6GVX7 | 810002659
0107S | 6GVX8 | 810002660
0499 | 6GVAF | 810002661
0493 | 6GVAM | 810002662
0499H | 6GVADHC | 810002663
1488 | 6GVWS | 810002664
1443 | 6GVRS | 810002665
1473 | 6GVS | 810002666
1463 | 6GVFS | 810002667
0173 | 6GVPC | 810002668
0163 | 6GVWT | 810002669
0153 | 6GVSC | 810002670
0143 | 6GVF | 810002671
0143S | 6GVFSR | 810002672
0143F | 6GVFF | 810002673
0143DS | 6GVFDSA | 810002674
0633 | 6GVDC | 810002675
0133 | 6GVVTH | 810002676
0083T5 | 6GVTR5 | 810002677
0143FH | 6GVFHA | 810002678
0044 | 7GV06 | 810002679
0034 | 7GV12 | 810002680
0024 | 7GV18 | 810002681
0024C | 7GV18C | 810002682
0389 | 7GV24 | 810002683
0389C | 7GV24C | 810002684
0014 | 7GV36 | 810002685
0014C | 7GV36C | 810002686
0404 | 7GV48 | 810002687
0404C | 7GV48C | 810002688
0005 | 7GV60 | 810002689
0005C | 7GV60C | 810002690
0054 | 7GV12A | 810002691
0064 | 7GVL90 | 810002692
0074 | 7GVL45 | 810002693
0084 | 7GVT | 810002694
0094 | 7GVTC | 810002695
0450 | 7GVY35 | 810002696
0124 | 7GVC | 810002697
0108S | 7GVX8 | 810002698
0488 | 7GVAF | 810002699
0487 | 7GVAM | 810002700
1489 | 7GVWS | 810002701
1444 | 7GVRS | 810002702
1464N | 7GVFS | 810002703
0344 | 7GVRS8 | 810002704
0164 | 7GVWT | 810002705
0356 | 7GVIS | 810002706
0154 | 7GVSC | 810002707
0144 | 7GVF | 810002708
0144S | 7GVFSR | 810002709
0144F | 7GVFF | 810002710
0634 | 7GVDC | 810002711
0134 | 7GVVTH | 810002712
0084T6 | 7GVTR6 | 810002713
0084T5 | 7GVTR5 | 810002714
0084T4 | 7GVTR4 | 810002715
0084T3 | 7GVTR3 | 810002716
0035 | 8GV12 | 810002717
0025 | 8GV18 | 810002718
0025C | 8GV18C | 810002719
0390 | 8GV24 | 810002720
0390C | 8GV24C | 810002721
0015 | 8GV36 | 810002722
0015C | 8GV36C | 810002723
0405 | 8GV48 | 810002724
0405C | 8GV48C | 810002725
0006 | 8GV60 | 810002726
0006C | 8GV60C | 810002727
0055 | 8GV12A | 810002728
0065 | 8GVL90 | 810002729
0075 | 8GVL45 | 810002730
0085 | 8GVT | 810002731
0095 | 8GVTC | 810002732
0125 | 8GVC | 810002733
0495 | 8GVAF | 810002734
0494 | 8GVAM | 810002735
1490 | 8GVWS | 810002736
1445 | 8GVRS | 810002737
1465N | 8GVFS | 810002738
0165 | 8GVWT | 810002739
0155 | 8GVSC | 810002740
0145 | 8GVF | 810002741
0145S | 8GVFSR | 810002742
0145F | 8GVFF | 810002743
0635 | 8GVDC | 810002744
0135 | 8GVVTH | 810002745
0085T7 | 8GVTR7 | 810002746
0085T6 | 8GVTR6 | 810002747
0085T5 | 8GVTR5 | 810002748
0085T4 | 8GVTR4 | 810002749
0085T3 | 8GVTR3 | 810002750
2426 | 10GV18 | 810002751
2426C | 10GV18C | 810002752
2516 | 10GV36 | 810002753
2516C | 10GV36C | 810002754
2456 | 10GV12A | 810002755
2466 | 10GVL90 | 810002756
2476 | 10GVL45 | 810002757
2586 | 10GVT | 810002758
2596 | 10GVTC | 810002759
2626 | 10GVC | 810002760
2620 | 10GVRS | 810002761
2621N | 10GVFS | 810002762
2656 | 10GVSC | 810002763
2646 | 10GVF | 810002764
2646F | 10GVFF | 810002765
2511 | 10GVX12 | 810002766
2409 | 8GVX10 | 810002767
2536 | 10GVVT | 810002768
2427 | 12GV18 | 810002769
2517 | 12GV36 | 810002770
2517C | 12GV36C | 810002771
2457 | 12GV12A | 810002772
2477 | 12GVL45 | 810002773
2587 | 12GVT | 810002774
2597 | 12GVTC | 810002775
2623 | 12GVFS | 810002776
2627 | 12GVC | 810002777
2657 | 12GVSC | 810002778
2622N | 12GVRS | 810002779
2647 | 12GVF | 810002780
2647F | 12GVFF | 810002781
2537 | 12GVVT | 810002782
2520 | 14GV18 | 810002783
2500 | 14GV36 | 810002784
2670 | 14GV18A | 810002785
2550 | 14GVL45 | 810002786
2540 | 14GVT | 810002787
2690 | 14GVTC | 810002788
2590 | 14GVC | 810002789
2570 | 14GVSC | 810002790
2580 | 14GVF | 810002791
2580F | 14GVFF | 810002792
2560 | 14GVVT | 810002793
2521 | 16GV18 | 810002794
2501 | 16GV36 | 810002795
2671 | 16GV18A | 810002796
2551 | 16GVL45 | 810002797
2541 | 16GVT | 810002798
2691 | 16GVTC | 810002799
2591 | 16GVC | 810002800
2571 | 16GVSC | 810002801
2581 | 16GVF | 810002802
2581F | 16GVFF | 810002803
2561 | 16GVVT | 810002804
2522 | 18GV18 | 810002805
2502 | 18GV36 | 810002806
2672 | 18GV18A | 810002807
2552 | 18GVL45 | 810002808
2542 | 18GVT | 810002809
2692 | 18GVTC | 810002810
2592 | 18GVC | 810002811
2572 | 18GVSC | 810002812
2582 | 18GVF | 810002813
2582F | 18GVFF | 810002814
2562 | 18GVVT | 810002815
2523 | 20GV18 | 810002816
2503 | 20GV36 | 810002817
2673 | 20GV18A | 810002818
2553 | 20GVL45 | 810002819
2543 | 20GVT | 810002820
2693 | 20GVTC | 810002821
2593 | 20GVC | 810002822
2573 | 20GVSC | 810002823
2583 | 20GVF | 810002824
2583F | 20GVFF | 810002825
2563 | 20GVVT | 810002826
2524 | 22GV18 | 810002827
2504 | 22GV36 | 810002828
2674 | 22GV18A | 810002829
2554 | 22GVL45 | 810002830
2544 | 22GVT | 810002831
2694 | 22GVTC | 810002832
2594 | 22GVC | 810002833
2574 | 22GVSC | 810002834
2584 | 22GVF | 810002835
2584F | 22GVFF | 810002836
2564 | 22GVVT | 810002837
2525 | 24GV18 | 810002838
2505 | 24GV36 | 810002839
2675 | 24GV18A | 810002840
2555 | 24GVL45 | 810002841
2545 | 24GVT | 810002842
2695 | 24GVTC | 810002843
2595 | 24GVC | 810002844
2575 | 24GVSC | 810002845
2585 | 24GVF | 810002846
2585F | 24GVFF | 810002847
2565 | 24GVVT | 810002848
2526 | 26GV18 | 810002849
2506 | 26GV36 | 810002850
2676 | 26GV18A | 810002851
2556 | 26GVL45 | 810002852
2546 | 26GVT | 810002853
2696 | 26GVTC | 810002854
2576 | 26GVSC | 810002855
2686 | 26GVF | 810002856
2686F | 26GVFF | 810002857
2566 | 26GVVT | 810002858
2527 | 28GV18 | 810002859
2507 | 28GV36 | 810002860
2677 | 28GV18A | 810002861
2557 | 28GVL45 | 810002862
2547 | 28GVT | 810002863
2697 | 28GVTC | 810002864
2577 | 28GVSC | 810002865
2687 | 28GVF | 810002866
2687F | 28GVFF | 810002867
2567 | 28GVVT | 810002868
2528 | 30GV18 | 810002869
2508 | 30GV36 | 810002870
2678 | 30GV18A | 810002871
2558 | 30GVL45 | 810002872
2548 | 30GVT | 810002873
2698 | 30GVTC | 810002874
2578 | 30GVSC | 810002875
2688 | 30GVF | 810002876
2688F | 30GVFF | 810002877
2568 | 30GVVT | 810002878
0319 | 4GVO-K | 810002879
0305 | 4GW06 | 810002880
0304 | 4GW12 | 810002881
0303 | 4GW18 | 810002882
0307 | 4GW24 | 810002883
0302 | 4GW36 | 810002884
0301 | 4GW48 | 810002885
0300 | 4GW60 | 810002886
0306 | 4GW12A | 810002887
0419 | 4GWX5 | 810002888
0324 | 4GWAR3 | 810002889
0315 | 4GWARO | 810002890
0314 | 4GWAOR | 810002891
0310 | 4GWL45 | 810002892
0311 | 4GWL45F | 810002893
0308 | 4GWPS | 810002894
0350 | 4GWFS | 810002895
0351 | 4GWFS2X6 | 810002896
0321 | 4GWBP | 810002897
0320 | 4GWCS | 810002898
0312 | 4GWT | 810002899
0331 | 4GWTR3 | 810002900
0313 | 4GWTC | 810002901
0318 | 4GWSC | 810002902
0316 | 4GWVT | 810002903
0317DS | 4GWFDSA | 810002904
0317 | 4GWF | 810002905
0505 | 5GW06 | 810002906
0504 | 5GW12 | 810002907
0503 | 5GW18 | 810002908
0507 | 5GW24 | 810002909
0502 | 5GW36 | 810002910
0501 | 5GW48 | 810002911
0500 | 5GW60 | 810002912
0506 | 5GW12A | 810002913
0519 | 5GWX6 | 810002914
0515 | 5GWARO | 810002915
0514 | 5GWAOR | 810002916
0510 | 5GWL45 | 810002917
0511 | 5GWL45F | 810002918
0521 | 5GWTS | 810002919
0522 | 5GWFS | 810002920
0523 | 5GWF2X6 | 810002921
0512 | 5GWT | 810002922
0512T3 | 5GWTR3 | 810002923
0512T4 | 5GWTR4 | 810002924
0513 | 5GWTC | 810002925
0518 | 5GWSC | 810002926
0517 | 5GWF | 810002927
0517DS | 5GWFDSA | 810002928
0516 | 5GWVT | 810002929
0605 | 6GW06 | 810002930
0604 | 6GW12 | 810002931
0603 | 6GW18 | 810002932
0607 | 6GW24 | 810002933
0602 | 6GW36 | 810002934
0601 | 6GW48 | 810002935
0600 | 6GW60 | 810002936
0606 | 6GW12A | 810002937
0619 | 4GWX6 | 810002938
0615 | 6GWARO | 810002939
0614 | 6GWAOR | 810002940
0610 | 6GWL45 | 810002941
0611 | 6GWL45F | 810002942
0621 | 6GWTS | 810002943
0622 | 6GWFS | 810002944
0612 | 6GWT | 810002945
0613 | 6GWTC | 810002948
0618 | 6GWSC | 810002949
0617 | 6GWF | 810002950
0617DS | 6GWFDSA | 810002951
0616 | 6GWVT | 810002952
6505 | 3DV12DW | 810002953
6504 | 3DV24DW | 810002954
6503 | 3DV36DW | 810002955
6502 | 3DV48DW | 810002956
6501 | 3DV60DW | 810002957
6605 | 4DV12DW | 810002958
6604 | 4DV24DW | 810002959
6603 | 4DV36DW | 810002960
6602 | 4DV48DW | 810002961
6601 | 4DV60DW | 810002962
6705 | 5DV12DW | 810002963
6704 | 5DV24DW | 810002964
6703 | 5DV36DW | 810002965
6702 | 5DV48DW | 810002966
6701 | 5DV60DW | 810002967
6805 | 6DV12DW | 810002968
6804 | 6DV24DW | 810002969
6803 | 6DV36DW | 810002970
6802 | 6DV48DW | 810002971
6801 | 6DV60DW | 810002972
3DFA-25K | 3DFA-25K | 810002973
3DFA-35K | 3DFA-35K | 810002974
4DFA-25K | 4DFA-25K | 810002975
4DFA-35K | 4DFA-35K | 810002976
5DFA-25K | 5DFA-25K | 810002977
5DFA-35K | 5DFA-35K | 810002978
55DFA-25K | 55DFA-25K | 810002979
55DFA-35K | 55DFA-35K | 810002980
6DFA-25K | 6DFA-25K | 810002981
6DFA-35K | 6DFA-35K | 810002982
7DFA-25K | 7DFA-25K | 810002983
7DFA-35K | 7DFA-35K | 810002984
8DFA-25K | 8DFA-25K | 810002985
8DFA-35K | 8DFA-35K | 810002986
3DFA-25 | 3DFA-25 | 810002987
3DFA-35 | 3DFA-35 | 810002988
3DFA-50 | 3DFA-50 | 810002989
3DFA-VC | 3DFA-VC | 810002990
3DFA-T | 3DFA-T | 810002991
3DFA-FC | 3DFA-FC | 810002992
3DFA-FA | 3DFA-FA | 810002993
3DFA-TP | 3DFA-TP | 810002994
3DFS-MS | 3DFS-MS | 810002425
3DFS-FP | 3DFS-FP | 810002426
4DFA-25 | 4DFA-25 | 810002997
4DFA-35 | 4DFA-35 | 810002998
4DFA-50 | 4DFA-50 | 810002999
4DFA-FC | 4DFA-FC | 810003000
4DFA-T | 4DFA-T | 810003001
4DFA-TP | 4DFA-TP | 810003002
4DFA-VC | 4DFA-VC | 810003003
4DFA-FA | 4DFA-FA | 810003004
4DFS-MS | 4DFS-MS | 810002433
4DFS-FP | 4DFS-FP | 810002434
5DFA-25 | 5DFA-25 | 810003007
5DFA-35 | 5DFA-35 | 810003008
5DFA-50 | 5DFA-50 | 810003009
5DFA-FC | 5DFA-FC | 810003010
5DFA-T | 5DFA-T | 810003011
5DFA-TP | 5DFA-TP | 810003012
5DFA-VC | 5DFA-VC | 810003013
5DFA-FA | 5DFA-FA | 810003014
5DFS-MS | 5DFS-MS | 810002443
5DFS-FP | 5DFS-FP | 810002444
55DFA-25 | 55DFA-25 | 810003017
55DFA-35 | 55DFA-35 | 810003018
55DFA-50 | 55DFA-50 | 810003019
55DFA-FC | 55DFA-FC | 810003020
55DFA-T | 55DFA-T | 810003021
55DFA-TP | 55DFA-TP | 810003022
55DFA-VC | 55DFA-VC | 810003023
55DFS-MS | 55DFS-MS | 810002452
55DFS-FP | 55DFS-FP | 810002453
6DFA-25 | 6DFA-25 | 810003026
6DFA-35 | 6DFA-35 | 810003027
6DFA-50 | 6DFA-50 | 810003028
6DFA-FC | 6DFA-FC | 810003029
6DFA-T | 6DFA-T | 810003030
6DFA-TP | 6DFA-TP | 810003031
6DFA-VC | 6DFA-VC | 810003032
6DFA-FA | 6DFA-FA | 810003033
6DFS-MS | 6DFS-MS | 810002462
6DFS-FP | 6DFS-FP | 810002463
7DFA-25 | 7DFA-25 | 810003036
7DFA-35 | 7DFA-35 | 810003037
7DFA-50 | 7DFA-50 | 810003038
7DFA-FC | 7DFA-FC | 810003039
7DFA-T | 7DFA-T | 810003040
7DFA-TP | 7DFA-TP | 810003041
7DFA-VC | 7DFA-VC | 810003042
7DFA-FA | 7DFA-FA | 810003043
7DFS-MS | 7DFS-MS | 810002471
7DFS-FP | 7DFS-FP | 810002472
8DFA-25 | 8DFA-25 | 810003046
8DFA-35 | 8DFA-35 | 810003047
8DFA-50 | 8DFA-50 | 810003048
8DFA-FC | 8DFA-FC | 810003049
8DFA-T | 8DFA-T | 810003050
8DFA-TP | 8DFA-TP | 810003051
8DFA-VC | 8DFA-VC | 810003052
8DFA-FA | 8DFA-FA | 810003053
8DFS-MS | 8DFS-MS | 810002479
8DFS-FP | 8DFS-FP | 810002480
300661 | FSVPK3 | 810003056
300662 | FSVPK4 | 810003057
300663 | FSVPK5 | 810003058
300664 | FSVPK6 | 810003059
300665 | FSVPK7 | 810003060
300666 | FSVPK8 | 810003061
300667 | FSVPK9 | 810003062
300668 | FSVPK10 | 810003063
300669 | FSVPK12 | 810003064
300670 | FSVPK14 | 810003065
300671 | FSVPK16 | 810003066
303119 | FSVPKA4 | 810003067
300682 | FSCMK3 | 810003068
301011 | FSCMK04 | 810003069
300676 | FSWMKB3 | 810003070
300684 | FSWMK4 | 810003071
304000 | FSWMK5 | 810003072
303300 | FSWMKEB3 | 810003073
300864 | FSWMKE4 | 810003074
303290 | FSSWWMK4 | 810003075
303282 | FSEDVWMT0403LH | 810003076
303351 | FSDVWMT0403RH | 810003077
303352 | FSDVWMT0403LH | 810003078
303260 | FSDVWMT04RH | 810003079
303280 | FSDVWMT04LH | 810003080
303238 | FSEDVWMT04U | 810003081
303350 | FSDVWT0403 | 810003082
303259 | FSDVWT04 | 810003083
303242 | FSEDVWMT05U | 810003084
303800 | FSDVWT03 | 810003085
450000 | FSSCWMK35 | 810003086
450100 | FSSCTRK35 | 810003087
303255 | FSAIK03 | 810003088
303277 | FSAIK04 | 810003089
303327 | FSAIK05 | 810003090
300001 | FSVL603 | 810003091
300015 | FSVL1203 | 810003092
300045 | FSVL1803 | 810003093
300060 | FSVL2403 | 810003094
300075 | FSVL3603 | 810003095
300090 | FSVL6003 | 810003096
300250 | FSAVL3 | 810003097
300278 | FSAVL3603 | 810003098
303128 | FSAVL03-2 | 810003099
3FSFLEX-15 | 3FSFLEX-15 | 810007000
294500 | 3FSFLEX-20 | 810003100
294511 | 3FSFLEX-25 | 810003101
294522 | 3FSFLEX-30 | 810003102
294533 | 3FSFLEX-35 | 810003103
264544 | 3FSFLEX-200 | 810003104
294590 | 3FSFLEX-XX | 810003105
300160 | FSELB9003 | 810003106
303890 | FSELB8803 | 810003107
300130 | FSELB4503 | 810003108
300650 | FSELB3003 | 810003109
300239 | FSELB1503 | 810003110
300175 | FST3 | 810003111
303004 | FST4B3 | 810003112
303014 | FST5B3 | 810003113
300205 | FSTC3 | 810003114
300959 | FSUCD3 | 810003115
300220 | FSDF3 | 810003116
303815 | FSIPSDF03 | 810003117
303834 | FSHDF03 | 810003118
300236 | FSHDT3 | 810003119
300186 | FSBS3 | 810003120
300311 | FSTT3 | 810003121
300500 | FSTB3 | 810003122
300810 | FSWTT3 | 810003123
300280 | FSWT3 | 810003124
300600 | FSWPT3 | 810003125
300839 | FSWTE3 | 810003126
300295 | FSFS3 | 810003127
300360 | FSCL3 | 810003128
300430 | FSWB3 | 810003129
303801 | FSAWB03 | 810003130
300325 | FSRC3 | 810003131
300944 | FSC3 | 810003132
300911 | FSVRJ3 | 810003133
300922 | FSVPF3 | 810003134
300540 | FSTP03 | 810003135
300700 | FS0304TI | 810003136
303787 | FS0304E1 | 810003137
300382 | FS34I | 810003138
100141 | FSA-SWDW3 | 810003139
304103 | FSASMM-3 | 810003140
304003 | FSASMF-3 | 810003141
300002 | FSVL604 | 810003142
300016 | FSVL1204 | 810003143
300046 | FSVL1804 | 810003144
300061 | FSVL2404 | 810003145
300076 | FSVL3604 | 810003146
300091 | FSVL6004 | 810003147
300251 | FSAVL4 | 810003148
300276 | FSAVL3604 | 810003149
303129 | FSAVL04-2 | 810003150
4FSFLEX-15 | 4FSFLEX-15 | 810007001
294501 | 4FSFLEX-20 | 810003151
294512 | 4FSFLEX-25 | 810003152
294523 | 4FSFLEX-30 | 810003153
294534 | 4FSFLEX-35 | 810003154
294545 | 4FSFLEX-200 | 810003155
294591 | 4FSFLEX-XX | 810003156
300161 | FSELB9004 | 810003157
303891 | FSELB8804 | 810003158
300131 | FSELB4504 | 810003159
300651 | FSELB3004 | 810003160
300240 | FSELB1504 | 810003161
300176 | FST4 | 810003162
FSWBT4 | FSWBT4 | 810003163
301029 | FSBT04 | 810003164
303015 | FST05B04 | 810003165
301041 | FST06B04 | 810003166
303047 | FST08B04 | 810003167
300206 | FSTC4 | 810003168
300960 | FSUCD4 | 810003169
300221 | FSDF4 | 810003170
303816 | FSIPSDF04 | 810003171
303835 | FSHDF04 | 810003172
300237 | FSHDT4 | 810003173
300187 | FSBS4 | 810003174
300312 | FSTT4 | 810003175
300501 | FSTB4 | 810003176
300811 | FSWTT4 | 810003177
300281 | FSWT4 | 810003178
300601 | FSWPT4 | 810003179
300840 | FSWTE4 | 810003180
300296 | FSFS4 | 810003181
300361 | FSCL4 | 810003182
300431 | FSWB4 | 810003183
303802 | FSAWB04 | 810003184
300326 | FSRC4 | 810003185
303964 | FSSWRC04 | 810003186
300614 | FSCN0403 | 810003187
300945 | FSC4 | 810003188
300912 | FSVRJ4 | 810003189
300923 | FSVPF4 | 810003190
300710 | FS0405TI | 810003191
300809 | FS0403TR | 810003192
303739 | FS0405EI | 810003193
300380 | FS43R | 810003194
300381 | FS45I | 810003195
300541 | FSTP04 | 810003196
100142 | FSA-SWDW4 | 810003197
304104 | FSASMM-4 | 810003198
304004 | FSASMF-4 | 810003199
300003 | FSVL605 | 810003200
300017 | FSVL1205 | 810003201
300047 | FSVL1805 | 810003202
300062 | FSVL2405 | 810003203
300077 | FSVL3605 | 810003204
300252 | FSAVL5 | 810003205
303667 | FSAVL3605 | 810003206
303130 | FSAVL05-2 | 810003207
5FSFLEX-15 | 5FSFLEX-15 | 810007003
294502 | 5FSFLEX-20 | 810003208
294513 | 5FSFLEX-25 | 810003209
294524 | 5FSFLEX-30 | 810003210
294535 | 5FSFLEX-35 | 810003211
294546 | 5FSFLEX-125 | 810003212
294592 | 5FSFLEX-XX | 810003213
300162 | FSELB9005 | 810003214
303892 | FSELB8805 | 810003215
300132 | FSELB4505 | 810003216
300652 | FSELB3005 | 810003217
300241 | FSELB1505 | 810003218
300177 | FST5 | 810003219
FSWBT5 | FSWBT5 | 810003220
301030 | FSBT05 | 810003221
300199 | FST6B5 | 810003222
303033 | FST08B05 | 810003223
300207 | FSTC5 | 810003224
300961 | FSUCD5 | 810003225
300222 | FSDF5 | 810003226
303817 | FSIPSDF05 | 810003227
303836 | FSHDF05 | 810003228
300188 | FSBS5 | 810003229
300313 | FSTT5 | 810003230
300282 | FSWT5 | 810003231
300602 | FSWPT5 | 810003232
300841 | FSWTE5 | 810003233
300297 | FSFS5 | 810003234
300362 | FSCL5 | 810003235
300432 | FSWB5 | 810003236
300327 | FSRC5 | 810003237
300615 | FSCN0503 | 810003238
300946 | FSC5 | 810003239
300913 | FSVRJ5 | 810003240
300924 | FSVPF5 | 810003241
300807 | FS0504TR | 810003242
300455 | FS54R | 810003243
303776 | FSCN0504 | 810003244
300542 | FSTP05 | 810003245
100143 | FSA-SWDW5 | 810003246
304105 | FSASMM-5 | 810003247
304005 | FSASMF-5 | 810003248
300004 | FSVL606 | 810003255
300018 | FSVL1206 | 810003256
300048 | FSVL1806 | 810003257
300063 | FSVL2406 | 810003258
300078 | FSVL3606 | 810003259
300253 | FSAVL6 | 810003260
303668 | FSAVL3606 | 810003261
303143 | FSAVL06-2 | 810003262
6FSFLEX-15 | 6FSFLEX-15 | 810007005
294504 | 6FSFLEX-20 | 810003263
294515 | 6FSFLEX-25 | 810003264
294526 | 6FSFLEX-30 | 810003265
294537 | 6FSFLEX-35 | 810003266
294548 | 6FSFLEX-100 | 810003267
294594 | 6FSFLEX-XX | 810003268
300163 | FSELB9006 | 810003269
303893 | FSELB8806 | 810003270
300133 | FSELB4506 | 810003271
300653 | FSELB3006 | 810003272
300242 | FSELB1506 | 810003273
300178 | FST6 | 810003274
FSWBT6 | FSWBT6 | 810003275
301031 | FSBT06 | 810003276
300208 | FSTC6 | 810003277
300962 | FSUCD6 | 810003278
303818 | FSIPSDF06 | 810003279
303837 | FSHDF06 | 810003280
300189 | FSBS6 | 810003281
300314 | FSTT6 | 810003282
300813 | FSWTT6 | 810003283
300283 | FSWT6 | 810003284
300603 | FSWPT6 | 810003285
300842 | FSWTE6 | 810003286
300298 | FSFS6 | 810003287
300363 | FSCL6 | 810003288
300433 | FSWB6 | 810003289
300616 | FSCN0604 | 810003290
303749 | FSCN0605 | 810003291
300328 | FSRC6 | 810003292
300947 | FSC6 | 810003293
300914 | FSVRJ6 | 810003294
300925 | FSVPF6 | 810003295
303738 | FS0608EI | 810003296
300543 | FSTP06 | 810003297
100144 | FSA-SWDW6 | 810003298
304106 | FSASMM-6 | 810003299
304006 | FSASMF-6 | 810003300
300005 | FSVL607 | 810003301
300019 | FSVL1207 | 810003302
300049 | FSVL1807 | 810003303
300064 | FSVL2407 | 810003304
300079 | FSVL3607 | 810003305
300254 | FSAVL7 | 810003306
303669 | FSAVL3607 | 810003307
303144 | FSAVL07-2 | 810003308
294505 | 7FSFLEX-20 | 810003309
294516 | 7FSFLEX-25 | 810003310
294527 | 7FSFLEX-30 | 810003311
294538 | 7FSFLEX-35 | 810003312
294595 | 7FSFLEX-XX | 810003314
300164 | FSELB9007 | 810003315
303894 | FSELB8807 | 810003316
300134 | FSELB4507 | 810003317
300654 | FSELB3007 | 810003318
300243 | FSELB1507 | 810003319
300179 | FST7 | 810003320
FSWBT7 | FSWBT7 | 810003321
301032 | FSBT7 | 810003322
300209 | FSTC7 | 810003323
300963 | FSUCD7 | 810003324
303819 | FSIPSDF07 | 810003325
303838 | FSHDF07 | 810003326
300190 | FSBS7 | 810003327
300284 | FSWT7 | 810003328
300604 | FSWPT7 | 810003329
300843 | FSWTE7 | 810003330
300299 | FSFS7 | 810003331
300364 | FSCL7 | 810003332
300434 | FSWB7 | 810003333
300329 | FSRC7 | 810003334
300617 | FSCN0706 | 810003335
300948 | FSC7 | 810003336
300915 | FSVRJ7 | 810003337
300926 | FSVPF7 | 810003338
300544 | FSTP07 | 810003339
100145 | FSA-SWDW7 | 810003340
304107 | FSASMM-7 | 810003341
304007 | FSASMF-7 | 810003342
300006 | FSVL608 | 810003343
300020 | FSVL1208 | 810003344
300050 | FSVL1808 | 810003345
300065 | FSVL2408 | 810003346
300080 | FSVL3608 | 810003347
300255 | FSAVL8 | 810003348
303670 | FSAVL3608 | 810003349
303145 | FSAVL08-2 | 810003350
8FSFLEX-15 | 8FSFLEX-15 | 810007009
294506 | 8FSFLEX-20 | 810003351
294517 | 8FSFLEX-25 | 810003352
294528 | 8FSFLEX-30 | 810003353
294539 | 8FSFLEX-35 | 810003354
294642 | 8FSFLEX-50 | 810003355
294596 | 8FSFLEX-XX | 810003356
300165 | FSELB9008 | 810003357
303895 | FSELB8808 | 810003358
300135 | FSELB4508 | 810003359
300655 | FSELB3008 | 810003360
300244 | FSELB1508 | 810003361
300180 | FST8 | 810003362
FSWBT8 | FSWBT8 | 810003363
301033 | FSBT08 | 810003364
300210 | FSTC8 | 810003365
300964 | FSUCD8 | 810003366
303820 | FSIPSDF08 | 810003367
303839 | FSHDF08 | 810003368
300191 | FSBS8 | 810003369
300815 | FSWTT8 | 810003370
300285 | FSWT8 | 810003371
300605 | FSWPT8 | 810003372
300844 | FSWTE8 | 810003373
300300 | FSFS8 | 810003374
300365 | FSCL8 | 810003375
300435 | FSWB8 | 810003376
300330 | FSRC8 | 810003377
300618 | FSCN0806 | 810003378
303774 | FSCN0805 | 810003379
303750 | FSCN0807 | 810003380
300949 | FSC8 | 810003381
300916 | FSVRJ8 | 810003382
300927 | FSVPF8 | 810003383
300545 | FSTP08 | 810003384
100146 | FSA-SWDW8 | 810003385
304108 | FSASMM-8 | 810003386
304008 | FSASMF-8 | 810003387
300007 | FSVL609 | 810003388
300021 | FSVL1209 | 810003389
300051 | FSVL1809 | 810003390
300066 | FSVL2409 | 810003391
300081 | FSVL3609 | 810003392
300256 | FSAVL9 | 810003393
303671 | FSAVL3609 | 810003394
303146 | FSAVL09-2 | 810003395
294597 | 9FSFLEX-XX | 810003396
300166 | FSELB9009 | 810003397
303896 | FSELB8809 | 810003398
300136 | FSELB4509 | 810003399
300656 | FSELB3009 | 810003400
300245 | FSELB1509 | 810003401
300181 | FST9 | 810003402
FSWBT9 | FSWBT9 | 810003403
301034 | FSBT09 | 810003404
300211 | FSTC9 | 810003405
300965 | FSUCD9 | 810003406
303821 | FSIPSDF09 | 810003407
303840 | FSHDF09 | 810003408
300192 | FSBS9 | 810003409
300286 | FSWT9 | 810003410
300606 | FSWPT9 | 810003411
300845 | FSWTE9 | 810003412
300301 | FSFS9 | 810003413
300366 | FSCL9 | 810003414
300436 | FSWB9 | 810003415
300331 | FSRC9 | 810003416
300619 | FSCN0907 | 810003417
303777 | FSCN0908 | 810003418
300950 | FSC9 | 810003419
300917 | FSVRJ9 | 810003420
300928 | FSVPF9 | 810003421
300546 | FSTP09 | 810003422
100147 | FSA-SWDW9 | 810003423
304109 | FSASMM-9 | 810003424
304009 | FSASMF-9 | 810003425
300008 | FSVL610 | 810003426
300022 | FSVL1210 | 810003427
300052 | FSVL1810 | 810003428
300067 | FSVL2410 | 810003429
300082 | FSVL3610 | 810003430
300257 | FSAVL10 | 810003431
303672 | FSAVL3610 | 810003432
303147 | FSAVL10-2 | 810003433
294598 | 10FSFLEX-XX | 810003434
300167 | FSELB9010 | 810003435
303897 | FSELB8810 | 810003436
300137 | FSELB4510 | 810003437
300657 | FSELB3010 | 810003438
300246 | FSELB1510 | 810003439
300182 | FST10 | 810003440
FSWBT10 | FSWBT10 | 810003441
301035 | FSBT10 | 810003442
300212 | FSTC10 | 810003443
300966 | FSUCD10 | 810003444
303822 | FSIPSDF10 | 810003445
303841 | FSHDF10 | 810003446
300193 | FSBS10 | 810003447
300287 | FSWT10 | 810003448
300607 | FSWPT10 | 810003449
300846 | FSWTE10 | 810003450
300302 | FSFS10 | 810003451
300367 | FSCL10 | 810003452
300437 | FSWB10 | 810003453
300332 | FSRC10 | 810003454
300620 | FSCN1008 | 810003455
300863 | FSCN1005 | 810003456
300642 | FSCN1006 | 810003457
300865 | FSCN1007 | 810003458
303751 | FSCN1009 | 810003459
300952 | FSC10 | 810003460
300918 | FSVRJ10 | 810003461
300929 | FSVPF10 | 810003462
300547 | FSTP10 | 810003463
100148 | FSA-SWDW10 | 810003464
304110 | FSASMM-10 | 810003465
304010 | FSASMF-10 | 810003466
300009 | FSVL612 | 810003467
300023 | FSVL1212 | 810003468
300053 | FSVL1812 | 810003469
300068 | FSVL2412 | 810003470
300083 | FSVL3612 | 810003471
300258 | FSAVL12 | 810003472
303673 | FSAVL3612 | 810003473
303148 | FSAVL12-2 | 810003474
294600 | 12FSFLEX-XX | 810003475
300168 | FSELB9012 | 810003476
303898 | FSELB8812 | 810003477
300138 | FSELB4512 | 810003478
300658 | FSELB3012 | 810003479
300247 | FSELB1512 | 810003480
300183 | FST12 | 810003481
FSWBT12 | FSWBT12 | 810003482
301036 | FSBT12 | 810003483
300213 | FSTC12 | 810003484
300967 | FSUCD12 | 810003485
303823 | FSIPSDF12 | 810003486
303842 | FSHDF12 | 810003487
300194 | FSBS12 | 810003488
300289 | FSWT12 | 810003489
300608 | FSWPT12 | 810003490
300847 | FSWTE12 | 810003491
300322 | FSFS12 | 810003492
300368 | FSCL12 | 810003493
300438 | FSWB12 | 810003494
300333 | FSRC12 | 810003495
300868 | FSCN1210 | 810003496
300644 | FSCN1205 | 810003497
300866 | FSCN1206 | 810003498
300869 | FSCN1207 | 810003499
303778 | FSCN1211 | 810003500
300954 | FSC12 | 810003501
300919 | FSVRJ12 | 810003502
300930 | FSVPF12 | 810003503
300548 | FSTP12 | 810003504
100149 | FSA-SWDW12 | 810003505
304112 | FSASMM-12 | 810003506
304012 | FSASMF-12 | 810003507
300010 | FSVL614 | 810003508
300024 | FSVL1214 | 810003509
300054 | FSVL1814 | 810003510
300069 | FSVL2414 | 810003511
300084 | FSVL3614 | 810003512
300259 | FSAVL14 | 810003513
303674 | FSAVL3614 | 810003514
303149 | FSAVL14-2 | 810003515
300169 | FSELB9014 | 810003516
303899 | FSELB8814 | 810003517
300139 | FSELB4514 | 810003518
300659 | FSELB3014 | 810003519
300248 | FSELB1514 | 810003520
300184 | FST14 | 810003521
FSWBT14 | FSWBT14 | 810003522
301037 | FSBT14 | 810003523
300214 | FSTC14 | 810003524
300968 | FSUCD14 | 810003525
303824 | FSIPSDF14 | 810003526
303843 | FSHDF14 | 810003527
300195 | FSBS14 | 810003528
300290 | FSWT14 | 810003529
300609 | FSWPT14 | 810003530
300848 | FSWTE14 | 810003531
300323 | FSFS14 | 810003532
300369 | FSCL14 | 810003533
300439 | FSWB14 | 810003534
300622 | FSCN1412 | 810003535
303498 | FSCN1408 | 810003536
303779 | FSCN1413 | 810003537
300956 | FSC14 | 810003538
300920 | FSVRJ14 | 810003539
300931 | FSVPF14 | 810003540
300549 | FSTP14 | 810003541
100150 | FSA-SWDW14 | 810003542
300011 | FSVL616 | 810003543
300025 | FSVL1216 | 810003544
300055 | FSVL1816 | 810003545
300070 | FSVL2416 | 810003546
300085 | FSVL3616 | 810003547
300260 | FSAVL16 | 810003548
303675 | FSAVL3616 | 810003549
303150 | FSAVL16-2 | 810003550
300170 | FSELB9016 | 810003551
303900 | FSELB8816 | 810003552
300140 | FSELB4516 | 810003553
300660 | FSELB3016 | 810003554
300249 | FSELB1516 | 810003555
300185 | FST16 | 810003556
FSWBT16 | FSWBT16 | 810003557
301038 | FSBT16 | 810003558
300215 | FSTC16 | 810003559
300969 | FSUCD16 | 810003560
303825 | FSIPSDF16 | 810003561
303844 | FSHDF16 | 810003562
300196 | FSBS16 | 810003563
300291 | FSWT16 | 810003564
300610 | FSWPT16 | 810003565
300849 | FSWTE16 | 810003566
300324 | FSFS16 | 810003567
300293 | FSCL16 | 810003568
300440 | FSWB16 | 810003569
300623 | FSCN1614 | 810003570
303780 | FSCN1615 | 810003571
300958 | FSC16 | 810003572
300921 | FSVRJ16 | 810003573
300932 | FSVPF16 | 810003574
300550 | FSTP16 | 810003575
100151 | FSA-SWDW16 | 810003576
303905 | FSVL618 | 810003577
303909 | FSVL1218 | 810003578
303913 | FSVL1818 | 810003579
303917 | FSVL2418 | 810003580
303921 | FSVL3618 | 810003581
303937 | FSAVL18 | 810003582
303929 | FSELB9018 | 810003583
303901 | FSELB8818 | 810003584
303925 | FSELB4518 | 810003585
303933 | FST18 | 810003586
FSWBT18 | FSWBT18 | 810003587
303941 | FSTC18 | 810003588
303945 | FSIPSDF18 | 810003589
300748 | FSCN1816 | 810003590
303981 | FSFS18 | 810003591
304014 | FSCL18 | 810003592
100152 | FSA-SWDW18 | 810003593
303991 | FSC18 | 810003594
300993 | FSVRJ18 | 810003595
300987 | FSVPF18 | 810003596
303906 | FSVL620 | 810003597
303910 | FSVL1220 | 810003598
303914 | FSVL1820 | 810003599
303918 | FSVL2420 | 810003600
303922 | FSVL3620 | 810003601
303938 | FSAVL20 | 810003602
303930 | FSELB9020 | 810003603
303902 | FSELB8820 | 810003604
303926 | FSELB4520 | 810003605
303934 | FST20 | 810003606
FSWBT20 | FSWBT20 | 810003607
303942 | FSTC20 | 810003608
303946 | FSIPSDF20 | 810003609
303551 | FSCN2018 | 810003610
303983 | FSFS20 | 810003611
304016 | FSCL20 | 810003612
100153 | FSA-SWDW20 | 810003613
303993 | FSC20 | 810003614
300994 | FSVRJ20 | 810003615
300984 | FSVPF20 | 810003616
303907 | FSVL622 | 810003617
303911 | FSVL1222 | 810003618
303915 | FSVL1822 | 810003619
303919 | FSVL2422 | 810003620
303923 | FSVL3622 | 810003621
303939 | FSAVL22 | 810003622
303931 | FSELB9022 | 810003623
303903 | FSELB8822 | 810003624
303927 | FSELB4522 | 810003625
303935 | FST22 | 810003626
FSWBT22 | FSWBT22 | 810003627
303943 | FSTC22 | 810003628
303947 | FSIPSDF22 | 810003629
303552 | FSCN2220 | 810003630
303985 | FSFS22 | 810003631
304018 | FSCL22 | 810003632
100154 | FSA-SWDW22 | 810003633
303995 | FSC22 | 810003634
300985 | FSVPF22 | 810003635
303908 | FSVL624 | 810003636
303912 | FSVL1224 | 810003637
303916 | FSVL1824 | 810003638
303920 | FSVL2424 | 810003639
303924 | FSVL3624 | 810003640
303940 | FSAVL24 | 810003641
303932 | FSELB9024 | 810003642
303904 | FSELB8824 | 810003643
303928 | FSELB4524 | 810003644
303936 | FST24 | 810003645
FSWBT24 | FSWBT24 | 810003646
303944 | FSTC24 | 810003647
303948 | FSIPSDF24 | 810003648
303553 | FSCN2422 | 810003649
303987 | FSFS24 | 810003650
304020 | FSCL24 | 810003651
100155 | FSA-SWDW24 | 810003652
303997 | FSC24 | 810003653
300996 | FSVRJ24 | 810003654
300986 | FSVPF24 | 810003655
100001 | W2-603 | 810003656
100015 | W2-1203 | 810003657
100045 | W2-1803 | 810003658
100060 | W2-2403 | 810003659
100075 | W2-3603 | 810003660
100250 | W2-AVL3 | 810003661
100160 | W2-9003 | 810003662
103890 | W2-8803 | 810003663
100130 | W2-4503 | 810003664
100650 | W2-3003 | 810003665
100239 | W2-1503 | 810003666
100175 | W2-T3 | 810003667
100205 | W2-TC3 | 810003668
100824 | W2-AAU3 | 810003669
100220 | W2-DF3 | 810003670
103815 | W2-IPSDF03 | 810003671
100280 | W2-WT3 | 810003672
100325 | W2-RC3 | 810003673
100407 | W2-0304TI | 810003674
100406 | W2-0306TI | 810003675
100193 | FSA-DWSW3 | 810003676
100002 | W2-604 | 810003677
100016 | W2-1204 | 810003678
100046 | W2-1804 | 810003679
100061 | W2-2404 | 810003680
100076 | W2-3604 | 810003681
100251 | W2-AVL4 | 810003682
100161 | W2-9004 | 810003683
103891 | W2-8804 | 810003684
100131 | W2-4504 | 810003685
100651 | W2-3004 | 810003686
100240 | W2-1504 | 810003687
100176 | W2-T4 | 810003688
W2-WBT4 | W2-WBT4 | 810003689
100206 | W2-TC4 | 810003690
100825 | W2-AAU4 | 810003691
100221 | W2-DF4 | 810003692
103816 | W2-IPSDF04 | 810003693
100281 | W2-WT4 | 810003694
100326 | W2-RC4 | 810003695
100381 | W2-45I | 810003696
100194 | FSA-DWSW4 | 810003697
100003 | W2-605 | 810003698
100017 | W2-1205 | 810003699
100047 | W2-1805 | 810003700
100062 | W2-2405 | 810003701
100077 | W2-3605 | 810003702
100252 | W2-AVL5 | 810003703
100162 | W2-9005 | 810003704
103892 | W2-8805 | 810003705
100132 | W2-4505 | 810003706
100652 | W2-3005 | 810003707
100241 | W2-1505 | 810003708
100177 | W2-T5 | 810003709
W2-WBT5 | W2-WBT5 | 810003710
100207 | W2-TC5 | 810003711
100826 | W2-AAU5 | 810003712
100222 | W2-DF5 | 810003713
103817 | W2-IPSDF05 | 810003714
100282 | W2-WT5 | 810003715
100327 | W2-RC5 | 810003716
100195 | FSA-DWSW5 | 810003717
100647 | W2-CN0504 | 810003718
100004 | W2-606 | 810003719
100018 | W2-1206 | 810003720
100048 | W2-1806 | 810003721
100063 | W2-2406 | 810003722
100078 | W2-3606 | 810003723
100253 | W2-AVL6 | 810003724
100163 | W2-9006 | 810003725
103893 | W2-8806 | 810003726
100133 | W2-4506 | 810003727
100653 | W2-3006 | 810003728
100242 | W2-1506 | 810003729
100178 | W2-T6 | 810003730
W2-WBT6 | W2-WBT6 | 810003731
100208 | W2-TC6 | 810003732
100827 | W2-AAU6 | 810003733
103818 | W2-IPSDF06 | 810003734
100283 | W2-WT6 | 810003735
100328 | W2-RC6 | 810003736
100196 | FSA-DWSW6 | 810003737
100614 | W2-CN0604 | 810003738
100613 | W2-CN0605 | 810003739
100005 | W2-607 | 810003740
100019 | W2-1207 | 810003741
100049 | W2-1807 | 810003742
100064 | W2-2407 | 810003743
100079 | W2-3607 | 810003744
100254 | W2-AVL7 | 810003745
100164 | W2-9007 | 810003746
103894 | W2-8807 | 810003747
100134 | W2-4507 | 810003748
100654 | W2-3007 | 810003749
100243 | W2-1507 | 810003750
100179 | W2-T7 | 810003751
W2-WBT7 | W2-WBT7 | 810003752
100209 | W2-TC7 | 810003753
100828 | W2-AAU7 | 810003754
103819 | W2-IPSDF07 | 810003755
100284 | W2-WT7 | 810003756
100329 | W2-RC7 | 810003757
100638 | W2-75R | 810003758
100197 | FSA-DWSW7 | 810003759
100006 | W2-608 | 810003760
100020 | W2-1208 | 810003761
100050 | W2-1808 | 810003762
100065 | W2-2408 | 810003763
100080 | W2-3608 | 810003764
100255 | W2-AVL8 | 810003765
100165 | W2-9008 | 810003766
103895 | W2-8808 | 810003767
100135 | W2-4508 | 810003768
100655 | W2-3008 | 810003769
100244 | W2-1508 | 810003770
100180 | W2-T8 | 810003771
W2-WBT8 | W2-WBT8 | 810003772
100829 | W2-AAU8 | 810003773
100210 | W2-TC8 | 810003774
103820 | W2-IPSDF08 | 810003775
100285 | W2-WT8 | 810003776
100330 | W2-RC8 | 810003777
100618 | W2-CN0806 | 810003778
100401 | W2-89I | 810003779
100395 | W2-0807TR | 810003780
100439 | W2-0810EI | 810003781
100198 | FSA-DWSW8 | 810003782
100007 | W2-609 | 810003783
100021 | W2-1209 | 810003784
100051 | W2-1809 | 810003785
100066 | W2-2409 | 810003786
100081 | W2-3609 | 810003787
100256 | W2-AVL9 | 810003788
100166 | W2-9009 | 810003789
103896 | W2-8809 | 810003790
100136 | W2-4509 | 810003791
100656 | W2-3009 | 810003792
100245 | W2-1509 | 810003793
100181 | W2-T9 | 810003794
W2-WBT9 | W2-WBT9 | 810003795
100211 | W2-TC9 | 810003796
100841 | W2-AAU9 | 810003797
103821 | W2-IPSDF09 | 810003798
100286 | W2-WT9 | 810003799
100331 | W2-RC9 | 810003800
100199 | FSA-DWSW9 | 810003801
100612 | W2-CN0908 | 810003802
100008 | W2-610 | 810003803
100022 | W2-1210 | 810003804
100052 | W2-1810 | 810003805
100067 | W2-2410 | 810003806
100082 | W2-3610 | 810003807
100257 | W2-AVL10 | 810003808
100167 | W2-9010 | 810003809
103897 | W2-8810 | 810003810
100137 | W2-4510 | 810003811
100657 | W2-3010 | 810003812
100246 | W2-1510 | 810003813
100182 | W2-T10 | 810003814
W2-WBT10 | W2-WBT10 | 810003815
100842 | W2-AAU10 | 810003816
100212 | W2-TC10 | 810003817
103822 | W2-IPSDF10 | 810003818
100287 | W2-WT10 | 810003819
100332 | W2-RC10 | 810003820
100200 | FSA-DWSW10 | 810003821
100369 | W2-1007TR | 810003822
300480 | FSFS11 | 810003823
100617 | W2-CN1008 | 810003824
300484 | FSCL11 | 810003825
300492 | FSWB11 | 810003826
300970 | FSC11 | 810003827
100009 | W2-612 | 810003828
100023 | W2-1212 | 810003829
100053 | W2-1812 | 810003830
100068 | W2-2412 | 810003831
100083 | W2-3612 | 810003832
100258 | W2-AVL12 | 810003833
100168 | W2-9012 | 810003834
103898 | W2-8812 | 810003835
100138 | W2-4512 | 810003836
100658 | W2-3012 | 810003837
100247 | W2-1512 | 810003838
100183 | W2-T12 | 810003839
W2-WBT12 | W2-WBT12 | 810003840
100213 | W2-TC12 | 810003841
100843 | W2-AAU12 | 810003842
103823 | W2-IPSDF12 | 810003843
100289 | W2-WT12 | 810003844
100333 | W2-RC12 | 810003845
100201 | FSA-DWSW12 | 810003846
100403 | W2-1210R | 810003847
300481 | FSFS13 | 810003848
300485 | FSCL13 | 810003849
300493 | FSWB13 | 810003850
100621 | W2-CN1210 | 810003851
300971 | FSC13 | 810003852
100010 | W2-614 | 810003853
100024 | W2-1214 | 810003854
100054 | W2-1814 | 810003855
100069 | W2-2414 | 810003856
100084 | W2-3614 | 810003857
100259 | W2-AVL14 | 810003858
100169 | W2-9014 | 810003859
103899 | W2-8814 | 810003860
100139 | W2-4514 | 810003861
100659 | W2-3014 | 810003862
100248 | W2-1514 | 810003863
100184 | W2-T14 | 810003864
W2-WBT14 | W2-WBT14 | 810003865
100214 | W2-TC14 | 810003866
100844 | W2-AAU14 | 810003867
103824 | W2-IPSDF14 | 810003868
100290 | W2-WT14 | 810003869
100622 | W2-CN1412 | 810003870
100202 | FSA-DWSW14 | 810003871
300482 | FSFS15 | 810003872
300486 | FSCL15 | 810003873
300494 | FSWB15 | 810003874
300972 | FSC15 | 810003875
100011 | W2-616 | 810003876
100025 | W2-1216 | 810003877
100055 | W2-1816 | 810003878
100070 | W2-2416 | 810003879
100085 | W2-3616 | 810003880
100260 | W2-AVL16 | 810003881
100170 | W2-9016 | 810003882
103900 | W2-8816 | 810003883
100140 | W2-4516 | 810003884
100660 | W2-3016 | 810003885
100249 | W2-1516 | 810003886
100185 | W2-T16 | 810003887
W2-WBT16 | W2-WBT16 | 810003888
100215 | W2-TC16 | 810003889
103825 | W2-IPSDF16 | 810003890
100850 | W2-AAU16 | 810003891
100291 | W2-WT16 | 810003892
100203 | FSA-DWSW16 | 810003893
300483 | FSFS17 | 810003894
300487 | FSCL17 | 810003895
300495 | FSWB17 | 810003896
100623 | W2-CN1614 | 810003897
300973 | FSC17 | 810003898
103905 | W2-618 | 810003899
103909 | W2-1218 | 810003900
103913 | W2-1818 | 810003901
103917 | W2-1824 | 810003902
103921 | W2-3618 | 810003903
103937 | W2-AVL18 | 810003904
103929 | W2-9018 | 810003905
103901 | W2-8818 | 810003906
103925 | W2-4518 | 810003907
103933 | W2-T18 | 810003908
W2-WBT18 | W2-WBT18 | 810003909
103941 | W2-TC18 | 810003910
103945 | W2-IPSDF18 | 810003911
303982 | FSFS19 | 810003912
304015 | FSCL19 | 810003913
100615 | W2-CN1816 | 810003914
303992 | FSC19 | 810003915
103906 | W2-620 | 810003916
103910 | W2-1220 | 810003917
103914 | W2-1820 | 810003918
103918 | W2-2420 | 810003919
103922 | W2-3620 | 810003920
103938 | W2-AVL20 | 810003921
103930 | W2-9020 | 810003922
103902 | W2-8820 | 810003923
103926 | W2-4520 | 810003924
103934 | W2-T20 | 810003925
W2-WBT20 | W2-WBT20 | 810003926
103942 | W2-TC20 | 810003927
103946 | W2-IPSDF20 | 810003928
303984 | FSFS21 | 810003929
304017 | FSCL21 | 810003930
100645 | W2-CN2018 | 810003931
303994 | FSC21 | 810003932
103907 | W2-622 | 810003933
103911 | W2-1222 | 810003934
103915 | W2-1822 | 810003935
103919 | W2-2422 | 810003936
103923 | W2-3622 | 810003937
103939 | W2-AVL22 | 810003938
103931 | W2-9022 | 810003939
103903 | W2-8822 | 810003940
103927 | W2-4522 | 810003941
103935 | W2-T22 | 810003942
W2-WBT22 | W2-WBT22 | 810003943
103943 | W2-TC22 | 810003944
103947 | W2-IPSDF22 | 810003945
303986 | FSFS23 | 810003946
304019 | FSCL23 | 810003947
303996 | FSC23 | 810003948
103908 | W2-624 | 810003949
103912 | W2-1224 | 810003950
103916 | W2-1824 | 810003951
103920 | W2-2424 | 810003952
103924 | W2-3624 | 810003953
103940 | W2-AVL24 | 810003954
103932 | W2-9024 | 810003955
103904 | W3-8824 | 810003956
103928 | W2-4524 | 810003957
103936 | W2-T24 | 810003958
W2-WBT24 | W2-WBT24 | 810003959
103944 | W2-TC24 | 810003960
103948 | W2-IPSDF24 | 810003961
303988 | FSFS25 | 810003962
304021 | FSCL25 | 810003963
100662 | W2-CN2220 | 810003964
303998 | FSC25 | 810003965
300824 | FSAAU3 | 810003966
303221 | FSAAUTP03 | 810003967
303237 | FSAAUCD04 | 810003968
300703 | FSAAUCDBFP04 | 810003969
300825 | FSAAU4 | 810003970
303222 | FSAAUTP04 | 810003971
300826 | FSAAU5 | 810003972
303223 | FSAAUTP05 | 810003973
300827 | FSAAU6 | 810003974
303224 | FSAAUTP06 | 810003975
300558 | FSAA6 | 810003976
300828 | FSAAU7 | 810003977
303225 | FSAAUTP07 | 810003978
300499 | FSAA7 | 810003979
300829 | FSAAU8 | 810003980
303226 | FSAAUTP08 | 810003981
300830 | FSAAU9 | 810003982
303227 | FSAAUTP09 | 810003983
300831 | FSAAU10 | 810003984
303228 | FSAAUTP10 | 810003985
300562 | FSAA10 | 810003986
300832 | FSAAU12 | 810003987
303229 | FSAAUTP12 | 810003988
300428 | FSAA12 | 810003989
300833 | FSAAU14 | 810003990
303230 | FSAAUTP14 | 810003991
300834 | FSAAU16 | 810003992
303231 | FSAAUTP16 | 810003993
100340 | W2-AA3 | 810003994
100830 | W2-AATP03 | 810003995
100341 | W2-AA4 | 810003996
100831 | W2-AATP04 | 810003997
100557 | W2-AA5 | 810003998
100832 | W2-AATP05 | 810003999
100412 | W2-AA6 | 810004000
100833 | W2-AATP06 | 810004001
100413 | W2-AA7 | 810004002
100834 | W2-AATP07 | 810004003
100414 | W2-AA8 | 810004004
100835 | W2-AATP08 | 810004005
100415 | W2-AA9 | 810004006
100836 | W2-AATP09 | 810004007
100416 | W2-AA10 | 810004008
100837 | W2-AATP10 | 810004009
100417 | W2-AA12 | 810004010
100838 | W2-AATP12 | 810004011
100418 | W2-AA14 | 810004012
100839 | W2-AATP14 | 810004013
100419 | W2-AA16 | 810004014
100840 | W2-AATP16 | 810004015
303765 | FSA-158-6F | 810004016
303766 | FSA-197-8F | 810004017
303235 | FSA-250-10F | 810004018
303759 | FSA-4PVC-4FNS | 810004019
300405 | FSA-PVC3 | 810004020
300535 | FSA-PVC4 | 810004021
300421 | FSA-AE6 | 810004022
300451 | FSA-AE8 | 810004023
300342 | FSA-B3 | 810004024
300343 | FSA-B4 | 810004025
300597 | FSA-ELB3 | 810004026
300598 | FSA-ELB4 | 810004027
300388 | FSA-F4 | 810004028
300563 | FSA-F6 | 810004029
300880 | FSA04T2.5 | 810004030
300881 | FSA06T2.5 | 810004031
300357 | FSA-HFA3 | 810004032
300422 | FSA-HFA4 | 810004033
300511 | FSA-HFA5 | 810004034
300460 | FSA-HFA6 | 810004035
300474 | FSA-HFA7 | 810004036
300641 | FSA-HFA8 | 810004037
300643 | FSA-HFA9 | 810004038
300348 | FSA-HFA10 | 810006988
300567 | FSA-HFB3 | 810004039
303298 | FSA-HFB4 | 810004040
300423 | FSA-LMGD4 | 810004041
300444 | FSA-M3 | 810004042
300463 | FSA-M4 | 810004043
301001 | FSA-MCF6 | 810004044
301008 | FSA-MCF8 | 810004045
301005 | FSA-MCF10 | 810004046
301006 | FSA-MCF12 | 810004047
300359 | FSAMETEK3 | 810004048
300445 | FSA-NSC4 | 810004049
300345 | FSA-NYV3 | 810004050
300406 | FSA-PDE3 | 810004051
300509 | FSA-PK4 | 810004052
300510 | FSA-PK5 | 810004053
300462 | FSA-PK8 | 810004054
300461 | FSA-PKT6 | 810004055
300407 | FSA-PSC/DE3 | 810004056
300346 | FSA-PV3 | 810004057
300534 | FSA-RI-4.2 | 810004058
300835 | FSA-SB7 | 810004059
300836 | FSA-SB8 | 810004060
300837 | FSA-SB10 | 810004061
300838 | FSA-SB12 | 810004062
300867 | FSA-SB14 | 810004063
300344 | FSA-SMITH4 | 810004064
300408 | FSA-TR3 | 810004065
300394 | FSA-TS6 | 810004066
300647 | FSA-TTA4 | 810004067
300566 | FSA-ULT3 | 810004068
300611 | FSA-ULT4 | 810004069
300355 | FSA-WEIL-GV3 | 810004070
300358 | FSA-WEIL-GVTEE3 | 810004071
300349 | FSA-WM-CGI3 | 810004072
300410 | FSA-UTC3 | 810004073
300411 | FSA-UTC4 | 810004074
300568 | FSA-V3 | 810004075
300569 | FSA-V4 | 810004076
300851 | FSAAM4 | 810004077
300853 | FSAAM6 | 810004078
300979 | FSA-180F-7M | 810004079
300980 | FSA-7F-180M | 810004080
2PPS-HK | 2PPS-HK | 810004081
3PPS-HK | 3PPS-HK | 810004082
4PPS-HK | 4PPS-HK | 810004083
2PPS-VK | 2PPS-VK | 810004084
2PPS-VK-TC | 2PPS-VK-TC | 810004085
3PPS-VK | 3PPS-VK | 810004086
3PPS-VK-TC | 3PPS-VK-TC | 810004087
4PPS-VK | 4PPS-VK | 810004088
4PPS-VK-TC | 4PPS-VK-TC | 810004089
2PPS-12 | 2PPS-12 | 810004090
2PPS-12B | 2PPS-12B | 810004091
2PPS-36 | 2PPS-36 | 810004092
2PPS-36B | 2PPS-36B | 810004093
2PPS-72 | 2PPS-72 | 810004094
2PPS-AVL | 2PPS-AVL | 810004095
2PPS-TP | 2PPS-TP | 810004096
2PPS-AD | 2PPS-AD | 810004097
2PPS-E45 | 2PPS-E45 | 810004098
2PPS-E45B | 2PPS-E45B | 810004099
2PPS-E90 | 2PPS-E90 | 810004100
2PPS-E90B | 2PPS-E90B | 810004101
2PPS-E90EB | 2PPS-E90EB | 810004102
2PPS-C | 2PPS-C | 810004103
2PPS-CD | 2PPS-CD | 810004104
2PPS-T | 2PPS-T | 810004105
2PPS-TB | 2PPS-TB | 810004106
2PPS-TCD | 2PPS-TCD | 810004107
2PPS-X3 | 2PPS-X3 | 810004108
2PPS-WS | 2PPS-WS | 810004109
2PPS-WSM | 2PPS-WSM | 810004110
2PPS-WSM-SS | 2PPS-WSM-SS | 810004111
2PPS-WPB | 2PPS-WPB | 810004112
2PPS-WPT | 2PPS-WPT | 810004113
2PPS-FS | 2PPS-FS | 810004114
2PPS-FSS | 2PPS-FSS | 810004115
2PPS-FF | 2PPS-FF | 810004116
2PPS-F5 | 2PPS-F5 | 810004117
2PPS-F12 | 2PPS-F12 | 810004118
2PPS-F12-TC | 2PPS-F12-TC | 810004119
2PPS-HTP | 2PPS-HTP | 810004120
2PPS-HST | 2PPS-HST | 810004121
2PPS-VFT | 2PPS-VFT | 810004122
2PPS-HLK | 2PPS-HLK | 810004123
2PPS-GA | 2PPS-GA | 810004124
2PPS-GAA | 2PPS-GAA | 810004125
2PPS-GAV | 2PPS-GAV | 810004126
2PPS-LB | 2PPS-LB | 810004127
PPS-PAC | PPS-PAC | 810004128
3PPS-12 | 3PPS-12 | 810004129
3PPS-12B | 3PPS-12B | 810004130
3PPS-36 | 3PPS-36 | 810004131
3PPS-36B | 3PPS-36B | 810004132
3PPS-72 | 3PPS-72 | 810004133
3PPS-AVL | 3PPS-AVL | 810004134
3PPS-TP | 3PPS-TP | 810004135
3PPS-AD-M | 3PPS-AD-M | 810007169
3PPS-AD | 3PPS-AD | 810004136
3PPS-E45 | 3PPS-E45 | 810004137
3PPS-E45B | 3PPS-E45B | 810004138
3PPS-E90 | 3PPS-E90 | 810004139
3PPS-E90B | 3PPS-E90B | 810004140
3PPS-E90EB | 3PPS-E90EB | 810004141
3PPS-C | 3PPS-C | 810004142
3PPS-CD | 3PPS-CD | 810004143
3PPS-T | 3PPS-T | 810004144
3PPS-TB | 3PPS-TB | 810004145
3PPS-TCD | 3PPS-TCD | 810004146
3PPS-X4 | 3PPS-X4 | 810004147
3PPS-R2 | 3PPS-R2 | 810004148
3PPS-WS | 3PPS-WS | 810004149
3PPS-WSM | 3PPS-WSM | 810004150
3PPS-WSM-SS | 3PPS-WSM-SS | 810004151
3PPS-WPB | 3PPS-WPB | 810004152
3PPS-WPT | 3PPS-WPT | 810004153
3PPS-FS | 3PPS-FS | 810004154
3PPS-FSS | 3PPS-FSS | 810004155
3PPS-FF | 3PPS-FF | 810004156
3PPS-F5 | 3PPS-F5 | 810004157
3PPS-F12 | 3PPS-F12 | 810004158
3PPS-F12-TC | 3PPS-F12-TC | 810004159
3PPS-HTP | 3PPS-HTP | 810004160
3PPS-HST | 3PPS-HST | 810004161
3PPS-VFT | 3PPS-VFT | 810004162
3PPS-HLK | 3PPS-HLK | 810004163
3PPS-GA | 3PPS-GA | 810004164
3PPS-GAV | 3PPS-GAV | 810004165
3PPS-LB | 3PPS-LB | 810004166
300150 | 3PPS-03PVCM-3PPF | 810004167
304271 | 3PPS-ADM-03FNSF | 810004168
304261 | FSA-03M-3PPF | 810004169
304260 | FSA-03M-2PPF | 810004170
304330 | FSAAU3-3PP | 810004171
4PPS-12 | 4PPS-12 | 810004172
4PPS-12B | 4PPS-12B | 810004173
4PPS-36 | 4PPS-36 | 810004174
4PPS-36B | 4PPS-36B | 810004175
4PPS-72 | 4PPS-72 | 810004176
4PPS-AVL | 4PPS-AVL | 810004177
4PPS-TP | 4PPS-TP | 810004178
4PPS-AD-M | 4PPS-AD-M | 810007170
4PPS-AD | 4PPS-AD | 810004179
4PPS-E45 | 4PPS-E45 | 810004180
4PPS-E45B | 4PPS-E45B | 810004181
4PPS-E90 | 4PPS-E90 | 810004182
4PPS-E90B | 4PPS-E90B | 810004183
4PPS-E90EB | 4PPS-E90EB | 810004184
4PPS-C | 4PPS-C | 810004185
4PPS-CD | 4PPS-CD | 810004186
4PPS-T | 4PPS-T | 810004187
4PPS-TB | 4PPS-TB | 810004188
4PPS-TCD | 4PPS-TCD | 810004189
4PPS-X5 | 4PPS-X5 | 810004190
4PPS-R3 | 4PPS-R3 | 810004191
4PPS-WS | 4PPS-WS | 810004192
4PPS-WSM | 4PPS-WSM | 810004193
4PPS-WSM-SS | 4PPS-WSM-SS | 810004194
4PPS-WPB | 4PPS-WPB | 810004195
4PPS-WPT | 4PPS-WPT | 810004196
4PPS-FS | 4PPS-FS | 810004197
4PPS-FSS | 4PPS-FSS | 810004198
4PPS-FF | 4PPS-FF | 810004199
4PPS-F5 | 4PPS-F5 | 810004200
4PPS-F12 | 4PPS-F12 | 810004201
4PPS-F12-TC | 4PPS-F12-TC | 810004202
4PPS-HLK | 4PPS-HLK | 810004203
4PPS-GA | 4PPS-GA | 810004204
4PPS-GAV | 4PPS-GAV | 810004205
4PPS-LB | 4PPS-LB | 810004206
300151 | 4PPS-04PVCM-4PPF | 810004207
304272 | 4PPS-ADM-04FNSF | 810004208
304262 | FSA-04M-4PPF | 810004209
304331 | FSAAU4-4PP | 810004210
304320 | 4PPS-AD04GIA-4PPF | 810004211
4PPS-BFV | 4PPS-BFV | 810004212
3PPS-AIG | 3PPS-AIG | 810004213
3PPS-X5AIG | 3PPS-X5AIG | 810004214
4PPS-AIG | 4PPS-AIG | 810004215
4PPS-X6AIG | 4PPS-X6AIG | 810004216
5PPS-12 | 5PPS-12 | 810004217
5PPS-36 | 5PPS-36 | 810004218
5PPS-72 | 5PPS-72 | 810004219
5PPS-AVL | 5PPS-AVL | 810004220
5PPS-TP | 5PPS-TP | 810004221
5PPS-E45 | 5PPS-E45 | 810004222
5PPS-E90 | 5PPS-E90 | 810004223
5PPS-SE90 | 5PPS-SE90 | 810004224
PPS-SUP | PPS-SUP | 810004225
5PPS-C | 5PPS-C | 810004226
5PPS-CD | 5PPS-CD | 810004227
5PPS-T | 5PPS-T | 810004228
5PPS-TCD | 5PPS-TCD | 810004229
5PPS-X6 | 5PPS-X6 | 810004230
5PPS-R4 | 5PPS-R4 | 810004231
5PPS-WSM | 5PPS-WSM | 810004232
5PPS-WSM-SS | 5PPS-WSM-SS | 810004233
5PPS-FSS | 5PPS-FSS | 810004234
5PPS-F5 | 5PPS-F5 | 810004235
5PPS-FF | 5PPS-FF | 810007171
5PPS-F12 | 5PPS-F12 | 810004236
5PPS-GA | 5PPS-GA | 810004237
5PPS-GAV | 5PPS-GAV | 810004238
5PPS-VTM | 5PPS-VTM | 810004239
304340 | FSCPP5 | 810007172
5PPS-HST | 5PPS-HST | 810004240
5PPS-LB | 5PPS-LB | 810004241
5PPS-LBC | 5PPS-LBC | 810004242
PPS-PACL | PPS-PACL | 810004243
304173 | 5PPS-05PVCF-5PPF | 810004244
300152 | 5PPS-05PVCM-5PPF | 810004245
304273 | 5PPS-ADM-05FNSF | 810004246
304263 | FSA-05M-5PPF | 810004247
304332 | FSAAU5-5PP | 810004248
6PPS-12 | 6PPS-12 | 810004249
6PPS-12B | 6PPS-12B | 810004250
6PPS-36 | 6PPS-36 | 810004251
6PPS-36B | 6PPS-36B | 810004252
6PPS-72 | 6PPS-72 | 810004253
6PPS-AVL | 6PPS-AVL | 810004254
6PPS-TP | 6PPS-TP | 810004255
6PPS-E45 | 6PPS-E45 | 810004256
6PPS-E90 | 6PPS-E90 | 810004257
6PPS-E90B | 6PPS-E90B | 810004258
6PPS-SE90 | 6PPS-SE90 | 810004259
6PPS-CD | 6PPS-CD | 810004260
6PPS-C | 6PPS-C | 810004261
6PPS-T | 6PPS-T | 810004262
6PPS-TCD | 6PPS-TCD | 810004263
6PPS-X8 | 6PPS-X8 | 810004264
6PPS-R5 | 6PPS-R5 | 810004265
6PPS-WSM | 6PPS-WSM | 810004266
6PPS-WSM-SS | 6PPS-WSM-SS | 810004267
6PPS-FF | 6PPS-FF | 810004268
6PPS-FSS | 6PPS-FSS | 810004269
6PPS-C45-1 | 6PPS-C45-1 | 810004270
6PPS-C45-2 | 6PPS-C45-2 | 810004271
6PPS-GA | 6PPS-GA | 810004272
6PPS-GAV | 6PPS-GAV | 810004273
6PPS-VTM | 6PPS-VTM | 810004274
FSCPP6 | FSCPP6 | 810007173
6PPS-HST | 6PPS-HST | 810004275
6PPS-BG | 6PPS-BG | 810004276
6PPS-LB | 6PPS-LB | 810004277
6PPS-LBC | 6PPS-LBC | 810004278
PPS-Siphon | PPS-Siphon | 810004279
304174 | 6PPS-06PVCF-6PPF | 810004280
300153 | 6PPS-06PVCM-6PPF | 810004281
304274 | 6PPS-ADM-06FNSF | 810004282
304333 | FSAAU6-6PP | 810004283
8PPS-40 | 8PPS-40 | 810004284
8PPS-75 | 8PPS-75 | 810004285
8PPS-TP | 8PPS-TP | 810004286
8PPS-E45 | 8PPS-E45 | 810004287
8PPS-E90 | 8PPS-E90 | 810004288
8PPS-SE90 | 8PPS-SE90 | 810004289
8PPS-SUP | 8PPS-SUP | 810004290
8PPS-CD | 8PPS-CD | 810004291
8PPS-C | 8PPS-C | 810004292
8PPS-T | 8PPS-T | 810004293
8PPS-TCD | 8PPS-TCD | 810004294
8PPS-R6 | 8PPS-R6 | 810004295
8PPS-WSM | 8PPS-WSM | 810004296
8PPS-WSM-SS | 8PPS-WSM-SS | 810004297
8PPS-FSS | 8PPS-FSS | 810004298
8PPS-C45-1 | 8PPS-C45-1 | 810004299
8PPS-C45-2 | 8PPS-C45-2 | 810004300
8PPS-Y66 | 8PPS-Y66 | 810004301
8PPS-FF | 8PPS-FF | 810004302
8PPS-GA | 8PPS-GA | 810004303
8PPS-GAV | 8PPS-GAV | 810004304
8PPS-LB | 8PPS-LB | 810004305
8PPS-LBC | 8PPS-LBC | 810004306
8PPS-VTM | 8PPS-VTM | 810004307
FSCPP8 | FSCPP8 | 810007174
8PPS-HST | 8PPS-HST | 810004308
304175 | 8PPS-08PVCF-8PPF | 810004309
300154 | 8PPS-08PVCM-8PPF | 810004310
304275 | 8PPS-ADM-08FNSF | 810004311
304335 | FSAAU3-3PP | 810004312
304290 | 8PPS-FSA10 | 810004313
2PPS-FK | 2PPS-FK | 810004314
3PPS-FK | 3PPS-FK | 810004315
4PPS-FK | 4PPS-FK | 810004316
5PPS-FK | 5PPS-FK | 810004317
2PPS-FLEX25 | 2PPS-FLEX25 | 810004318
2PPS-FLEX35 | 2PPS-FLEX35 | 810004319
2PPS-FLEX50 | 2PPS-FLEX50 | 810004320
3PPS-FLEX25 | 3PPS-FLEX25 | 810004321
3PPS-FLEX35 | 3PPS-FLEX35 | 810004322
3PPS-FLEX50 | 3PPS-FLEX50 | 810004323
4PPS-FLEX25 | 4PPS-FLEX25 | 810004324
4PPS-FLEX35 | 4PPS-FLEX35 | 810004325
4PPS-FLEX | 4PPS-FLEX | 810004326
5PPS-FLEX | 5PPS-FLEX | 810004327
2PPS-FCT | 2PPS-FCT | 810004328
2PPS-FAM | 2PPS-FAM | 810004329
2PPS-FAF | 2PPS-FAF | 810004330
2PPS-FAC | 2PPS-FAC | 810004331
2PPS-BV3 | 2PPS-BV3 | 810004332
2PPS-BV4 | 2PPS-BV4 | 810004333
2PPS-BV5 | 2PPS-BV5 | 810004334
2PPS-BV6 | 2PPS-BV6 | 810006999
2PPS-FSB | 2PPS-FSB | 810004335
2PPS-S | 2PPS-S | 810004336
2PPS-SE90X | 2PPS-SE90X | 810004337
2PPS-SUP | 2PPS-SUP | 810004338
2PPS-WP | 2PPS-WP | 810004339
2PPS-GAF | 2PPS-GAF | 810004340
2PPS-BG | 2PPS-BG | 810004341
2PPS-FP | 2PPS-FP | 810004342
3PPS-FCT | 3PPS-FCT | 810004343
3PPS-FAM | 3PPS-FAM | 810004344
3PPS-FAF | 3PPS-FAF | 810004345
3PPS-FAC | 3PPS-FAC | 810004346
3PPS-BV4 | 3PPS-BV4 | 810004347
3PPS-BV5 | 3PPS-BV5 | 810004348
3PPS-BV6 | 3PPS-BV6 | 810005874
3PPS-FSB | 3PPS-FSB | 810004349
3PPS-S | 3PPS-S | 810004350
3PPS-SE90X | 3PPS-SE90X | 810004351
3PPS-SUP | 3PPS-SUP | 810004352
3PPS-WP | 3PPS-WP | 810004353
3PPS-GAF | 3PPS-GAF | 810004354
3PPS-BG | 3PPS-BG | 810004355
3PPS-FP | 3PPS-FP | 810004356
4PPS-FCT | 4PPS-FCT | 810004357
4PPS-FAM | 4PPS-FAM | 810004358
4PPS-FAF | 4PPS-FAF | 810004359
4PPS-FAC | 4PPS-FAC | 810004360
4PPS-FSB | 4PPS-FSB | 810004361
4PPS-S | 4PPS-S | 810004362
4PPS-SE90X | 4PPS-SE90X | 810004363
4PPS-SUP | 4PPS-SUP | 810004364
4PPS-WP | 4PPS-WP | 810004365
4PPS-GAF | 4PPS-GAF | 810004366
4PPS-BG | 4PPS-BG | 810004367
4PPS-FP | 4PPS-FP | 810004368
5PPS-FCT | 5PPS-FCT | 810004369
5PPS-FAM | 5PPS-FAM | 810004370
5PPS-FAF | 5PPS-FAF | 810004371
5PPS-FAC | 5PPS-FAC | 810004372
5PPS-FSB | 5PPS-FSB | 810004373
5PPS-SE90X | 5PPS-SE90X | 810004374
5PPS-SUP | 5PPS-SUP | 810004375
5PPS-WP | 5PPS-WP | 810004376
5PPS-GAF | 5PPS-GAF | 810004377
5PPS-FP | 5PPS-FP | 810004378
304270 | 2PPS-FSA3 | 810007175
8866 | 8DVL-X7 | 810006993
4PVP-ADS | 4PVP-ADS | 810006995
3PVP-VCT33 | 3PVP-VCT33 | 810006996
3PVP-VCTB33 | 3PVP-VCTB33 | 810005890
303764 | FSA-149-6F | 810006989
5PPS-FF | 5PPS-FF | 810007171
FSCPP5 | FSCPP5 | 810007172
FSCPP6 | FSCPP6 | 810007173
FSCPP8 | FSCPP8 | 810007174
1211b | 58dva-17tab | 810006048
300454 | FSA-AE14 | 810007010
303241 | FSAAUCD03 | 810007011
303112 | FSA-FLX10 | 810005487
303113 | FSA-FLX12 | 810005488
303115 | FSA-FLX16 | 810007012
300536 | FSA-80MM3 | 810007013
300716 | FSA-23803-FNS | 810005379
303755 | FSA-6M-6PVC ELB | 810005575
303972 | FSA-200MM - 8 | 810005622
303970 | FSA-150mm - 6 | 810005620
300565 | FSA-APD3 | 810007014
303240 | FSAAN03 | 810005517
300715 | FSA-3PVCM-3FNS | 810005378
300759 | FS1610TR | 810007015
301430 | FSAA18 | 810005467
300354 | FSA-STARITE-4 | 810005276
300640 | FSA-GF3 | 810007016
303163 | FSWYE06 | 810005506
303164 | FSWYE07 | 810007017
303165 | FSWYE08 | 810005507
303166 | FSWYE09 | 810005508
303167 | FSWYE10 | 810005509
303168 | FSWYE12 | 810005510
303169 | FSWYE14 | 810007018
300812 | FSWTT5 | 810005425
300995 | FSVRJ22 | 810005454
300383 | FSRJ3 | 810005286
300303 | FSAF3 | 810005257
300304 | FSAF4 | 810005258
300305 | FSAF5 | 810005259
300306 | FSAF6 | 810005260
300307 | FSAF7 | 810005261
300308 | FSAF8 | 810005262
300309 | FSAF9 | 810005263
300310 | FSAF10 | 810005264
300336 | FSAF12 | 810005269
300337 | FSAF14 | 810005270
300338 | FSAF16 | 810005271
103163 | W2-WYE06 | 810004863
103164 | W2-WYE07 | 810007021
103165 | W2-WYE08 | 810004864
103166 | W2-WYE09 | 810007022
103167 | W2-WYE10 | 810004865
103168 | W2-WYE12 | 810004866
103169 | W2-WYE14 | 810004867
300384 | FSRJ4 | 810005287
300385 | FSRJ5 | 810005288
300386 | FSRJ6 | 810005289
300387 | FSRJ7 | 810007023
300898 | FSRJ8 | 810005434
300389 | FSRJ9 | 810005290
300390 | FSRJ10 | 810005291
300391 | FSRJ12 | 810005292
300392 | FSRJ14 | 810005293
300393 | FSRJ16 | 810005294
3DFA-ADBV | 3DFA-ADBV | 810007024
4DFA-ADBV | 4DFA-ADBV | 810007025
5DFA-ADBV | 5DFA-ADBV | 810007026
6DFA-ADBV | 6DFA-ADBV | 810007027
7DFA-ADBV | 7DFA-ADBV | 810007028
8DFA-ADBV | 8DFA-ADBV | 810007029
1468 | 6DT-CAI | 810005052
7104-D | 8DFS-BIK | 810006435
7102-D | 6DFS-BIK | 810006423
7104-B | 8DFS-AFCK | 810006434
7102-B | 6DFS-AFCK | 810006422
7101-B | 55DFS-AFCK | 810006416
7100-B | 5DFS-AFCK | 810006410
7106-B | 4DFS-AFCK | 810006443
3PVP-X4ADHB | 3PVP-X4ADHB | 810005891
2PPS-FLEX | 2PPS-FLEX | 810005205
3PPS-FLEX | 3PPS-FLEX | 810005875
2PPS-GAW | 2PPS-GAW | 810004423
3PPS-GAW | 3PPS-GAW | 810004424
4PPS-GAW | 4PPS-GAW | 810004425

## 4-6 BVO Oval Gas Vent
BVO OVAL GAS VENT PRODUCT 4"-6"
UPC-A Listing | Description | Old GW Order # | BVO Order# | BVO Stock# | Pcs/Ctn | Lbs/ Ctn | Cube | Plt Qty | M.A.P. | 05/12/2025 MSRP (ea.)
0.8
662492952757 | 4" INSTALLATION KIT (Includes: Oval Base Plate; [2] Oval Ceiling Plate Spacer) | 4GVO-K | 4BVO-K | 810018410 | 1 | 31.4868 |  |  | 41.3766 | 51.7207
662492952740 | 4" OVAL BVENT KIT (Includes: (2) 24" Lengths, (1) Oval Base Plate, (2) Ceiling Spacers, (1) Oval-Round Adapter, ) |  | 4BVO-VK | 810018411 | 1 | 37.8207 |  |  | 399.7435 | 499.6794
4" OVAL GAS VENT
662492952733 | 4" OVAL BVENT 6" LENGTH | 4GW06 | 4BVO06 | 810018412 | 6 | 9.1236 |  |  | 105.9707 | 132.4634
662492952726 | 4" OVAL BVENT 12" LENGTH | 4GW12 | 4BVO12 | 810018413 | 6 | 10.0227 |  |  | 50.0818 | 62.6023
662492952719 | 4" OVAL BVENT 18" LENGTH | 4GW18 | 4BVO18 | 810018414 | 6 | 8.1455 |  |  | 53.3757 | 66.7196
662492952702 | 4" OVAL BVENT 24" LENGTH | 4GW24 | 4BVO24 | 810018415 | 6 | 10.1712 |  |  | 63.3001 | 79.1251
662492952696 | 4" OVAL BVENT 36" LENGTH | 4GW36 | 4BVO36 | 810018416 | 6 | 3.3924 |  |  | 80.4004 | 100.5005
662492952689 | 4" OVAL BVENT 48" LENGTH | 4GW48 | 4BVO48 | 810018417 | 6 | 3.0999 |  |  | 107.6711 | 134.5889
662492952672 | 4" OVAL BVENT 60" LENGTH | 4GW60 | 4BVO60 | 810018418 | 6 | 10.7138 |  |  | 128.2899 | 160.3624
662492952665 | 4" OVAL BVENT ADJ LENGTH | 4GW12A | 4BVO12A | 810018419 | 6 | 7.5705 |  |  | 71.8877 | 89.8596
662492952658 | 4"X5" OVAL INCREASER | 4GWX5 | 4BVOX5 | 810018420 | 1 | 3.9836 |  |  | 107.6711 | 134.5889
662492952641 | 4" OVAL BVENT ADAPTER ROUND-OVAL | 4GWARO | 4BVOARO | 810018421 | 6 | 14.6669 |  |  | 98.9017 | 123.6272
662492952634 | 4" OVAL BVENT ADAPTER OVAL-ROUND | 4GWAOR | 4BVOAOR | 810018422 | 6 | 9.8431 |  |  | 65.3641 | 81.7051
662492952627 | 4" OVAL BVENT 45° ELBOW STANDARD | 4GWL45 | 4BVOL45 | 810018423 | 6 | 14.3327 |  |  | 89.3089 | 111.6361
662492952610 | 4" OVAL BVENT 45° ELBOW FLAT | 4GWL45F | 4BVOL45F | 810018424 | 6 | 18.7636 |  |  | 90.1751 | 112.7189
662492952603 | 4" OVAL BVENT TEE SUPPORT | 4GWPS | 4BVOTS | 810018425 | 6 | 27.6588 |  |  | 22.7042 | 28.3802
662492952597 | 4" OVAL BVENT FIRESTOP SPACER | 4GWFS | 4BVOFS | 810018426 | 6 | 36.908 |  |  | 27.8589 | 34.8236
662492952580 | 4" OVAL BVENT FIRESTOP SPACER 2X6 | 4GWFS2X6 | 4BVOFS2X6 | 810018427 | 1 | 47.6212 |  |  | 47.1409 | 58.9261
662492952573 | 4" OVAL BVENT BASE PLATE | 4GWBP | 4BVOBP | 810018428 | 24 | 11.302 |  |  | 18.8649 | 23.5811
662492952566 | 4" OVAL BVENT CEIL PLATE SPACER | 4GWCS | 4BVOCS | 810018429 | 6 | 12.1754 |  |  | 21.6348 | 27.0434
662492952559 | 4" OVAL BVENT STANDARD TEE | 4GWT | 4BVOT | 810018430 | 6 | 10.0383 |  |  | 133.2414 | 166.5518
662492952542 | 4" OVAL BVENT TEE CAP | 4GWTC | 4BVOTC | 810018431 | 0 | 4.3482 |  |  | 18.1484 | 22.6855
662492952511 | 4" OVAL BVENT ATTIC INSULATION SHIELD |  | 4BVOIS | 810018434 | 6 | 8.9812 |  |  | 80.8842 | 101.1053
662492952535 | 4" OVAL BVENT STORM COLLAR | 4GWSC | 4BVOSC | 810018432 | 12 | 3.4599 |  |  | 17.5495 | 21.9369
| SEE ORDER # 4BVOVT | 4GWVT | [7 empty] | 0
662492952528 | 4" OVAL BVENT TOP |  | 4BVOVT | 810018433 | 12 | 13.2638 |  |  | 108.6388 | 135.7984
662492956663 | 4" OVAL BVENT 0/12-6/12 ADJ FLASHING | 4GWF | 4BVOF | 810017879 | 12 | 59.8964 |  |  | 52.9693 | 66.2116
5" OVAL GAS VENT
662492952504 | 5" OVAL BVENT 6" LENGTH | 5GW06 | 5BVO06 | 810018435 | 6 | 2.0974 |  |  | 78.4968 | 98.121
662492952498 | 5" OVAL BVENT 12" LENGTH | 5GW12 | 5BVO12 | 810018436 | 6 | 11.2138 |  |  | 105.2542 | 131.5677
662492952481 | 5" OVAL BVENT 18" LENGTH | 5GW18 | 5BVO18 | 810018437 | 6 | 16.6284 |  |  | 132.8243 | 166.0304
662492952474 | 5" OVAL BVENT 24" LENGTH | 5GW24 | 5BVO24 | 810018438 | 6 | 13.4336 |  |  | 138.4603 | 173.0754
662492952467 | 5" OVAL BVENT 36" LENGTH | 5GW36 | 5BVO36 | 810018439 | 6 | 17.0639 |  |  | 139.8078 | 174.7597
662492952450 | 5" OVAL BVENT 48" LENGTH | 5GW48 | 5BVO48 | 810018440 | 4 | 24.9018 |  |  | 192.4777 | 240.5971
662492952443 | 5" OVAL BVENT 60" LENGTH | 5GW60 | 5BVO60 | 810018441 | 4 | 30.1544 |  |  | 209.9202 | 262.4003
662492952436 | 5" OVAL BVENT 12" ADJ LENGTH | 5GW12A | 5BVO12A | 810018442 | 6 | 45.0489 |  |  | 140.8665 | 176.0831
662492952429 | 5" OVAL BVENT ADAPTER ROUND-OVAL | 5GWARO | 5BVOARO | 810018443 | 6 | 36.4092 |  |  | 116.9432 | 146.179
662492952412 | 5" OVAL BVENT ADAPTER OVAL-ROUND | 5GWAOR | 5BVOAOR | 810018444 | 6 | 13.9952 |  |  | 116.9432 | 146.179
662492952405 | 5" OVAL BVENT 45° ELBOW STANDARD | 5GWL45 | 5BVOL45 | 810018445 | 6 | 14.9537 |  |  | 781.129 | 976.4113
662492952399 | 5" OVAL BVENT 45° ELBOW FLAT | 5GWL45F | 5BVOL45F | 810018446 | 6 | 11.6107 |  |  | 178.0188 | 222.5235
662492952382 | 5" OVAL BVENT TEE SUPPORT | 5GWTS | 5BVOTS | 810018447 | 4 | 5.4074 |  |  | 35.7834 | 44.7293
662492952375 | 5" OVAL BVENT FIRESTOP SPACER | 5GWFS | 5BVOFS | 810018448 | 6 | 5.5784 |  |  | 27.3456 | 34.1819
662492952368 | 5" OVAL BVENT FIRESTOP SPACER 2X6 | 5GWF2X6 | 5BVOF2X6 | 810018449 | 1 | 15.3118 |  |  | 47.1409 | 58.9261
662492952351 | 5" OVAL BVENT STANDARD TEE | 5GWT | 5BVOT | 810018450 | 6 | 10.6253 |  |  | 267.9801 | 334.9751
662492952344 | 5" OVAL BVENT TEE CAP | 5GWTC | 5BVOTC | 810018451 | 6 | 2.3467 |  |  | 105.9707 | 132.4634
| SEE ORDER # 5BVSC | 5GWSC | [7 empty] | 0
| SEE ORDER # 5BVF, 5BVFSR, 5BVFF, 5BVFTA, 5BVFHA | 5GWF | [7 empty] | 0
| SEE ORDER # 5BVFDSA | 5GWFDSA | [7 empty] | 0
| SEE ORDER # 5BVDC OR 5BVVTH | 5GWVT | [7 empty] | 0
6" OVAL GAS VENT
662492952337 | 6" OVAL BVENT 6" LENGTH | 6GW06 | 6BVO06 | 810018452 | 4 | 12.9217 |  |  | 90.7526 | 113.4408
662492952320 | 6" OVAL BVENT 12" LENGTH | 6GW12 | 6BVO12 | 810018453 | 0 | 24.2783 |  |  | 317.8908 | 397.3635
662492952313 | 6" OVAL BVENT 18" LENGTH | 6GW18 | 6BVO18 | 810018454 | 4 | 11.3213 |  |  | 122.4722 | 153.0902
662492952306 | 6" OVAL BVENT 24" LENGTH | 6GW24 | 6BVO24 | 810018455 | 4 | 15.1181 |  |  | 339.0764 | 423.8455
662492952290 | 6" OVAL BVENT 36" LENGTH | 6GW36 | 6BVO36 | 810018456 | 4 | 17.4493 |  |  | 346.1454 | 432.6817
662492952283 | 6" OVAL BVENT 12" ADJ LENGTH | 6GW12A | 6BVO12A | 810018457 | 0 | 28.0229 |  |  | 240.1853 | 300.2317
662492952276 | 6" OVAL BVENT ADAPTER ROUND-OVAL | 6GWARO | 6BVOARO | 810018458 | 4 | 33.7165 |  |  | 275.4982 | 344.3728
662492952269 | 6" OVAL BVENT ADAPTER OVAL-ROUND | 6GWAOR | 6BVOAOR | 810018459 | 4 | 41.8421 |  |  | 136.2786 | 170.3483
662492952252 | 6" OVAL BVENT 45° ELBOW STANDARD | 6GWL45 | 6BVOL45 | 810018460 | 4 | 4.6284 |  |  | 190.6596 | 238.3245
662492952245 | 6" OVAL BVENT 45° ELBOW FLAT | 6GWL45F | 6BVOL45F | 810018461 | 4 | 10.0138 |  |  | 815.0837 | 1018.8546
662492952238 | 6" OVAL BVENT TEE SUPPORT | 6GWTS | 6BVOTS | 810018462 | 4 | 10.8284 |  |  | 39.2163 | 49.0204
662492952221 | 6" OVAL BVENT FIRESTOP SPACER | 6GWFS | 6BVOFS | 810018463 | 1 | 2.3229 |  |  | 20.2873 | 25.3591
662492952214 | 6" OVAL BVENT STANDARD TEE | 6GWT | 6BVOT | 810018464 | 4 | 10.3338 |  |  | 269.8088 | 337.261
662492952207 | 6" OVAL BVENT TEE CAP | 6GWTC | 6BVOTC | 810018465 | 4 | 18.4783 |  |  | 26.9178 | 33.6472
| SEE ORDER # 6BVSC | 6GWSC | [7 empty] | 0
| SEE ORDER # 6BVF, 6BVFSR, 6BVFF, 6BVFTA, 6BVFHA | 6GWF | [7 empty] | 0
| SEE ORDER # 6BVFDSA | 6GWFDSA | [7 empty] | 0
| SEE ORDER # 6BVDC OR 6BVVTH | 6GWVT | [7 empty] | 0

## DuraConnect I BV
DURACONNECT I - Single-Wall Flex Connector
UPC-A Listing | Description | Old GV Order # | BV Order# | BV Stock# | pcs/ctn | lbs/ctn | cube | plt qty | M.A.P. | 05/12/2025 MSRP (ea.)
0.8
3" DURACONNECT I
662492957462 | 3" BVENT 2'-3' EXPAND FLEX CONNECTOR |  | 3BV3EFC | 810017759 | 6 |  |  |  | 87.672 | 109.59
662492957455 | 3" BVENT 2.5'-5' EXPAND FLEX CONNECTOR |  | 3BV5EFC | 810017760 | 6 |  |  |  | 105.208 | 131.51
| SEE ORDER # 3BV3EFC | 3DV24 |  |  | 6 |  |  |  |  | 0
| SEE ORDER # 3BV3EFC | 3DV36 |  |  | 6 |  |  |  |  | 0
| SEE ORDER # 3BV5EFC | 3DV48 |  |  | 6 |  |  |  |  | 0
4" DURACONNECT I
662492956939 | 4" BVENT 2'-3' EXPAND FLEX CONNECTOR |  | 4BV3EFC | 810017838 | 6 |  |  |  | 96.28 | 120.35
662492956922 | 4" BVENT 2.5'-5' EXPAND FLEX CONNECTOR |  | 4BV5EFC | 810017839 | 6 |  |  |  | 120.128 | 150.16
| SEE ORDER # 4BV3EFC | 4DV24 |  |  | 6 |  |  |  |  | 0
| SEE ORDER # 4BV3EFC | 4DV36 |  |  | 6 |  |  |  |  | 0
| SEE ORDER # 4BV5EFC | 4DV48 | [7 empty] | 0

## DuraConnect II BV
DURACONNECT II - Double-Wall Flex Connector
UPC-A Listing | Description | Old GV Order # | BV Order# | Stock # | Pcs/ Ctn | Lbs/ Ctn | Cube | Plt Qty | M.A.P. | 05/12/2025 MSRP (ea.)
0.8
3" DURACONNECT II
662492952191 | 3" 24" DOUBLE WALL CONNECTOR | 3DV24DW | 3BV24DW | 810018466 | 6 | 7.7797 |  |  | 132.4928 | 165.616
662492952184 | 3" 36" DOUBLE WALL CONNECTOR | 3DV36DW | 3BV36DW | 810018467 | 6 | 10.2944 |  |  | 151.9673 | 189.9591
662492952177 | 3" 48" DOUBLE WALL CONNECTOR | 3DV48DW | 3BV48DW | 810018468 | 6 | 12.8091 |  |  | 173.1422 | 216.4277
662492952160 | 3" 60" DOUBLE WALL CONNECTOR | 3DV60DW | 3BV60DW | 810018469 | 6 | 13.6718 |  |  | 195.9426 | 244.9283
4" DURACONNECT II
662492952153 | 4" 24" DOUBLE WALL CONNECTOR | 4DV24DW | 4BV24DW | 810018470 | 6 | 12.6316 |  |  | 148.4168 | 185.5209
662492952146 | 4" 36" DOUBLE WALL CONNECTOR | 4DV36DW | 4BV36DW | 810018471 | 6 | 15.9573 |  |  | 173.3561 | 216.6951
662492952139 | 4" 48" DOUBLE WALL CONNECTOR | 4DV48DW | 4BV48DW | 810018472 | 6 | 19.1831 |  |  | 200.338 | 250.4225
662492952122 | 4" 60" DOUBLE WALL CONNECTOR | 4DV60DW | 4BV60DW | 810018473 | 6 | 22.1088 |  |  | 227.1168 | 283.896
5" DURACONNECT II
662492952115 | 5" 24" DOUBLE WALL CONNECTOR | 5DV24DW | 5BV24DW | 810018474 | 6 | 15.4345 |  |  | 160.5656 | 200.707
662492952108 | 5" 36" DOUBLE WALL CONNECTOR | 5DV36DW | 5BV36DW | 810018475 | 6 | 18.8278 |  |  | 209.4176 | 261.772
662492952092 | 5" 48" DOUBLE WALL CONNECTOR | 5DV48DW | 5BV48DW | 810018476 | 6 | 23.3172 |  |  | 222.4113 | 278.0141
662492952085 | 5" 60" DOUBLE WALL CONNECTOR | 5DV60DW | 5BV60DW | 810018477 | 6 | 22.2085 |  |  | 255.9916 | 319.9896

## FasNSeal
FasNSeal Gas Vent System
0.8
UPC-A Listing | Description | Order # | Stock # | Pcs/ Ctn | Lbs/ Ctn | Cube | Plt Qty | M.A.P. | 05/12/2025 MSRP (ea.)
| KITS | [6 empty] | 0.8
841211005640 | 3" Variable Pitch Flashing Kit | FSVPK3 | 810003056 | 1 | 7.2 | 2.3767 | --- | 470.0117 | 587.5147
841211005657 | 4" Variable Pitch Flashing Kit | FSVPK4 | 810003057 | 1 | 8.8 | 2.3767 | --- | 492.7301 | 615.9126
841211005664 | 5" Variable Pitch Flashing Kit | FSVPK5 | 810003058 | 1 | 11.4 | 9.8958 | --- | 599.6709 | 749.5886
841211005671 | 6" Variable Pitch Flashing Kit | FSVPK6 | 810003059 | 1 | 9.9 | 9.8958 | --- | 701.7738 | 877.2172
841211005688 | 7" Variable Pitch Flashing Kit | FSVPK7 | 810003060 | 1 | 11.6 | 9.8958 | --- | 817.5916 | 1021.9895
841211005695 | 8" Variable Pitch Flashing Kit | FSVPK8 | 810003061 | 1 | 13.1 | 9.8958 | --- | 849.1502 | 1061.4377
841211005701 | 9" Variable Pitch Flashing Kit | FSVPK9 | 810003062 | 1 | 14.4 | 9.8958 | --- | 958.5321 | 1198.1652
841211005718 | 10" Variable Pitch Flashing Kit | FSVPK10 | 810003063 | 1 | 16.1 | 9.8958 | --- | 1079.3169 | 1349.1461
841211005725 | 12" Variable Pitch Flashing Kit | FSVPK12 | 810003064 | 1 | 17.8 | 9.8958 | --- | 1234.6539 | 1543.3173
841211005732 | 14" Variable Pitch Flashing Kit | FSVPK14 | 810003065 | 1 | 22.9 | 9.8958 | --- | 1460.4552 | 1825.569
841211005749 | 16" Variable Pitch Flashing Kit | FSVPK16 | 810003066 | 1 | 28 | 10.6337 | --- | 1621.0154 | 2026.2692
841211026041 | 4" Variable Pitch Roof Flashing Kit w/ AAUCD Appliance Adapter | FSVPKA4 | 810003067 | 1 | 8.8 | 2.3767 | --- | 675.6379 | 844.5474
789665316342 | 3" Wall Mount Insulated Kit | FSWMKI03 | 810016554 |  |  |  |  | 503.6913 | 629.6141
789665316359 | 4" Wall Mount Insulated Kit | FSWMKI04 | 810016555 |  |  |  |  | 557.4654 | 696.8318
841211029080 | 5" Standard Wall Mount Kit | FSWMK5 | 810003072 | 1 | 6.8 | 1.3 | --- | 794.633 | 993.2913
789665313877 | Ø3" Wall Mount Insulated Elbow Kit | FSWMEKI03 | 810016538 |  |  |  |  | 503.5791 | 629.4738
789665313884 | Ø4" Wall Mount Insulated Elbow Kit | FSWMEKI04 | 810016539 |  |  |  |  | 534.8538 | 668.5672
789665313860 | Ø4" Severe Weather Wall Mount Insul Kit | FSSWWMKI04 | 810016537 |  |  |  |  | 814.9283 | 1018.6604
841211027451 | 4" Exhaust 3" Air In-take Right Hand Expandable Wall Mount Concentric Kit | FSEDVWMT0403LH | 810003076 | 1 | 8 | 2.9 | --- | 853.657 | 1067.0713
841211025181 | 4" Exhaust 3" Air In-take Right Hand Wall Mount Concentric Kit | FSDVWMT0403RH | 810003077 | 1 | 8 | 2.8889 | --- | 657.2901 | 821.6127
841211024436 | 4" Exhaust 3" Air In-take Left Hand Wall Mount Concentric Kit | FSDVWMT0403LH | 810003078 | 1 | 8 | 2.8889 | --- | 657.2901 | 821.6127
841211008856 | 4" Exhaust & Air In-take Right Hand Wall Mount Concentric Kit | FSDVWMT04RH | 810003079 | 1 | 8 | 2.8889 | --- | 657.2901 | 821.6127
841211027383 | 4" Exhaust & Air In-take Left Hand Expandable Wall Mount Concentric Kit | FSDVWMT04LH | 810003080 | 1 | 8 | 2.9 | --- | 638.141 | 797.6763
841211027796 | 4" Expandable Universal Wall Mount Concentric Kit | FSEDVWMT04U | 810003081 | 1 | 8 | 2.8889 | --- | 821.7446 | 1027.1808
841211025228 | 4" Exhaust 3" Air In-take Remote Concentric Kit | FSDVWT0403 | 810003082 | 1 | 7.6 | 3.8122 | --- | 496.9106 | 621.1382
841211009938 | 4" Exhaust & Air In-take Remote Concentric Kit | FSDVWT04 | 810003083 | 1 | 6.6 | 3.8122 | --- | 496.9106 | 621.1382
662492274088 | 5" Expandable Universal Wall Mount Concentric Kit | FSEDVWMT05U | 810003084 |  |  |  |  | 850.7995 | 1063.4994
841211025167 | 3" Exhaust & Air In-take Remote Concentric Wall Mount Kit | FSDVWT03 | 810003085 | 1 | 7.8 | 3.8 | --- | 442.4979 | 553.1224
662492789292 | 3"-5" Sealed Combustion Appliance Concentric Wall Kit | FSSCWMK35 | 810003086 | 1 | 5.8 | 1.9184 | --- | 528.8056 | 661.007
662492557235 | 3"-5" Sealed Combustion Appliance Concentric Roof Kit | FSSCTRK35 | 810003087 | 1 | 2.8 | 1.2 | --- | 649.3791 | 811.7238
841211027628 | 3" Combustion Air Kit | FSAIK03 | 810003088 | 1 | 3.6 | 1.2 | --- | 173.2142 | 216.5178
662492193051 | 4" Combustion Air Kit | FSAIK04 | 810003089 | 1 |  |  |  | 204.9872 | 256.234
841211029189 | 5" Combustion Air Kit | FSAIK05 | 810003090 |  |  |  |  | 230.6106 | 288.2633
FasNSeal 80/90 Kits
662492911440 | 80/90 5-2-3 B Vent Flex FS Kit:includes: 1FNS 80/90 Combo Cap;1 Bvent Firestop: 1 PolyPro pipe to FNS Flex Adapter | 52FSCCK3 | 810013357 | 1 | 5 |  | 45 | 465.6164 | 582.0206
662492911457 | 80/90 5-2-4 B Vent Flex FS Kit1FNS 80/90 Combo Cap;1 Bvent Firestop: 1 PolyPro pipe to FNS Flex Adapter | 52FSCCK4 | 810013358 | 1 | 5 |  | 45 | 465.6164 | 582.0206
662492911464 | 80/90 5-3-4 B Vent Flex FS Kit1FNS 80/90 Combo Cap;1 Bvent Firestop: 1 PolyPro pipe to FNS Flex Adapter | 53FSCCK4 | 810013359 | 1 | 5 |  | 45 | 538.577 | 673.2213
662492911501 | 80/90 5-2-5 B Vent Flex FS Kit1FNS 80/90 Combo Cap;1 Bvent Firestop: 1 PolyPro pipe to FNS Flex Adapter | 52FSCCK5 | 810013364 | 1 | 5 |  | 45 | 465.6164 | 582.0206
662492911518 | 80/90 5-3-5 B Vent Flex FS Kit1FNS 80/90 Combo Cap;1 Bvent Firestop: 1 PolyPro pipe to FNS Flex Adapter | 53FSCCK5 | 810013365 | 1 | 5 |  | 45 | 539.7565 | 674.6956
662492911471 | 80/90 6-2-3 B Vent Flex FS Kit1FNS 80/90 Combo Cap;1 Bvent Firestop: 1 PolyPro pipe to FNS Flex Adapter | 62FSCCK3 | 810013360 | 1 | 5 |  | 45 | 465.6164 | 582.0206
662492911488 | 80/90 6-2-4 B Vent Flex FS Kit1FNS 80/90 Combo Cap;1 Bvent Firestop: 1 PolyPro pipe to FNS Flex Adapter | 62FSCCK4 | 810013361 | 1 | 5 |  | 45 | 465.6164 | 582.0206
662492911495 | 80/90 6-3-4 B Vent Flex FS Kit1FNS 80/90 Combo Cap;1 Bvent Firestop: 1 PolyPro pipe to FNS Flex Adapter | 63FSCCK4 | 810013362 | 1 | 5 |  | 45 | 538.577 | 673.2213
662492911525 | 80/90 6-2-6 B Vent Flex FS Kit1FNS 80/90 Combo Cap;1 Bvent Firestop: 1 PolyPro pipe to FNS Flex Adapter | 62FSCCK6 | 810013366 | 1 | 5 |  | 45 | 465.6164 | 582.0206
662492911532 | 80/90 6-3-6 B Vent Flex FS Kit1FNS 80/90 Combo Cap;1 Bvent Firestop: 1 PolyPro pipe to FNS Flex Adapter | 63FSCCK6 | 810013367 | 1 | 5 |  | 45 | 539.7565 | 674.6956
FasNSeal 80/90
662492904046 | 5x2 Diameter FNS 80/90 Cap | FSCC52 | 810010327 | 1 |  | 1.095 | 60 | 328.5753 | 410.7191
662492904053 | 5x3 Diameter FNS 80/90 Cap | FSCC53 | 810010328 | 1 |  | 1.095 |  | 328.5753 | 410.7191
662492904060 | 6x2 Diameter FNS 80/90 Cap | FSCC62 | 810010329 | 1 |  | 1.095 |  | 328.5753 | 410.7191
662492904077 | 6x3 Diameter FNS 80/90 Cap | FSCC63 | 810010330 | 1 |  | 1.095 |  | 328.5753 | 410.7191
662492904084 | 6x4 Diameter FNS 80/90 Cap | FSCC64 | 810010331 | 1 |  | 1.095 |  | 328.5753 | 410.7191
662492904091 | 7x2 Diameter FNS 80/90 Cap | FSCC72 | 810010332 | 1 |  |  | 36 | 401.0303 | 501.2879
662492904107 | 7x3 Diameter FNS 80/90 Cap | FSCC73 | 810010333 | 1 |  |  | 36 | 401.0303 | 501.2879
662492904114 | 7x4 Diameter FNS 80/90 Cap | FSCC74 | 810010334 | 1 |  |  | 36 | 401.0303 | 501.2879
662492904121 | 8x2 Diameter FNS 80/90 Cap | FSCC82 | 810010335 | 1 |  |  |  | 401.0303 | 501.2879
662492904138 | 8x3 Diameter FNS 80/90 Cap | FSCC83 | 810010336 | 1 |  |  |  | 401.0303 | 501.2879
662492904145 | 8x4 Diameter FNS 80/90 Cap | FSCC84 | 810010337 | 1 |  |  |  | 401.0303 | 501.2879
662492904152 | 7x5 Diameter FNS 80/90 Cap | FSCC75 | 810012622 | 1 |  |  |  | 401.0303 | 501.2879
662492904169 | 8x5 Diameter FNS 80/90 Cap | FSCC85 | 810012623 | 1 |  |  |  | 401.0303 | 501.2879
662492904190 | 3x2 DIA FIRESTOP BV-FLEX | FSFS-GVPP32 | 810012604 | 6 |  |  |  | 55.605 | 69.5063
662492904206 | 4x2 DIA FIRESTOP BV-FLEX | FSFS-GVPP42 | 810012605 | 6 |  |  |  | 55.605 | 69.5063
662492904213 | 4x3 DIA FIRESTOP BV-FLEX | FSFS-GVPP43 | 810012606 | 6 |  |  |  | 55.605 | 69.5063
662492904220 | 5x2 DIA FIRESTOP BV-FLEX | FSFS-GVPP52 | 810012607 | 6 |  |  |  | 55.605 | 69.5063
662492904237 | 5x3 DIA FIRESTOP BV-FLEX | FSFS-GVPP53 | 810012608 | 6 |  |  |  | 55.605 | 69.5063
662492904244 | 5x4 DIA FIRESTOP BV-FLEX | FSFS-GVPP54 | 810012609 | 6 |  |  |  | 55.605 | 69.5063
662492904251 | 6x2 DIA FIRESTOP BV-FLEX | FSFS-GVPP62 | 810012610 | 6 |  |  |  | 55.605 | 69.5063
662492904268 | 6x3 DIA FIRESTOP BV-FLEX | FSFS-GVPP63 | 810012611 | 6 |  |  |  | 55.605 | 69.5063
662492904183 | 6x4 DIA FIRESTOP BV-FLEX | FSFS-GVPP64 | 810012612 | 6 |  |  |  | 55.605 | 69.5063
662492904275 | 6x5 DIA FIRESTOP BV-FLEX | FSFS-GVPP65 | 810012613 | 6 |  |  |  | 55.605 | 69.5063
662492907252 | 2" PP - 2" FNS Flex Adapter | FSASMM-PP-2 | 810009850 | 1 |  |  |  | 71.6126 | 89.5157
662492910290 | 2" Dia Smooth PVC To 3" FNSF Adapter | FSA-2PVCS-3FNSF | 810009552 | 1 |  |  |  | 173.0265 | 216.2831
662492904527 | 3" PP - 3" FNS Flex Adapter | FSASMM-PP-3 | 810010261 | 1 |  |  |  | 98.3198 | 122.8998
662492904534 | 4" PP - 4" FNS Flex Adapter | FSASMM-PP-4 | 810010262 | 1 |  |  |  | 117.5288 | 146.9111
662492904541 | 5" PP - 5" FNS Flex Adapter | FSASMM-PP-5 | 810010263 | 1 |  |  |  | 160.9176 | 201.147
662492904558 | 6" PP - 6" FNS Flex Adapter | FSASMM-PP-6 | 810010264 | 1 |  |  |  | 187.4564 | 234.3205
662492904565 | 8" PP - 8" FNS Flex Adapter | FSASMM-PP-8 | 810010265 | 1 |  |  |  | 213.5739 | 266.9674
2" Diameter
662492907511 | FasNSeal Flex 20' Length | 2FSFLEX-20 | 810012522 | 1 |  |  |  | 503.5627 | 629.4533
662492907528 | FasNSeal Flex 25' Length | 2FSFLEX-25 | 810012523 | 1 |  |  |  | 581.2412 | 726.5515
662492907535 | FasNSeal Flex 30' Length | 2FSFLEX-30 | 810012524 | 1 |  |  |  | 660.0993 | 825.1241
662492907542 | FasNSeal Flex 35' Length | 2FSFLEX-35 | 810012525 | 1 |  |  |  | 737.7779 | 922.2223
662492907559 | FasNSeal Flex 50' Length | 2FSFLEX-50 | 810012558 | 1 |  |  |  | 1124.6542 | 1405.8177
662492911549 | 2" Flex Coupler | FSAFLEXC-2 | 810010308 |  |  |  |  | 150.0756 | 187.5945
662492912102 | 2" Dia Top Cover Plate | FSFLEXTP2 | 810013325 |  |  |  |  | 136.4851 | 170.6064
662492912089 | 2" FasNSeal Flex Raincap | FSFLEXRC2 | 810013324 |  |  |  |  | 212.3102 | 265.3877
3" Diameter
841211000010 | 6" Vent Length | FSVL603 | 810003091 | 8 | 3.4 | 0.40175 | --- | 43.9798 | 54.9748
841211000027 | 12" Vent Length | FSVL1203 | 810003092 | 8 | 5.6 | 0.79531 | --- | 58.3371 | 72.9214
841211000034 | 18" Vent Length | FSVL1803 | 810003093 | 8 | 8 | 1.1889 | --- | 85.996 | 107.495
841211000041 | 24" Vent Length | FSVL2403 | 810003094 | 8 | 10.2 | 1.5824 | --- | 109.1155 | 136.3944
841211000058 | 36" Vent Length | FSVL3603 | 810003095 | 4 | 7.4 | 1.1103 | --- | 136.0144 | 170.0179
841211000133 | 18" Adjustable Vent Length | FSAVL3 | 810003097 | 8 | 8 | 1.1889 | --- | 111.7336 | 139.667
841211008085 | 36" Adjustable Vent Length | FSAVL3603 | 810003098 | 4 | 4 | 1.1 | --- | 142.8209 | 178.5261
841211029455 | 2° Adjustable Vent Length | FSAVL03-2 | 810003099 |  |  |  | --- | 102.4936 | 128.117
662492220764 | FasNSeal Flex 20' Length | 3FSFLEX-20 | 810003100 | 1 | 10 | 9.3 | --- | 806.1889 | 1007.7362
662492363072 | FasNSeal Flex 25' Length | 3FSFLEX-25 | 810003101 | 1 | 12.5 | 9.3 | --- | 726.6569 | 908.3211
662492405468 | FasNSeal Flex 30' Length | 3FSFLEX-30 | 810003102 | 1 | 15 | 13 | --- | 825.2294 | 1031.5368
662492140680 | FasNSeal Flex 35' Length | 3FSFLEX-35 | 810003103 | 1 | 17.5 | 13 | --- | 922.2855 | 1152.8569
662492962954 | FasNSeal Flex 50' Length | 3FSFLEX-50 | 810016593 | 1 |  |  |  | 1317.5548 | 1646.9435
841211000072 | 90° Elbow | FSELB9003 | 810003106 | 10 | 6.6 | 1.1889 | --- | 154.6577 | 193.3222
662492716960 | 88° Elbow | FSELB8803 | 810003107 | 10 | 6.6 | 1.2 | --- | 154.6577 | 193.3222
841211000065 | 45° Elbow | FSELB4503 | 810003108 | 10 | 5 | 0.64367 | --- | 131.6649 | 164.5812
841211004032 | 30° Elbow | FSELB3003 | 810003109 | 10 | 4.4 | 0.64367 | --- | 121.9104 | 152.388
841211007798 | 15° Elbow | FSELB1503 | 810003110 | 10 | 4.5 | 0.64367 | --- | 121.9104 | 152.388
841211000089 | Standard Tee | FST3 | 810003111 | 10 | 6.4 | 1.2742 | --- | 115.2596 | 144.0745
841211008986 | 4" - 3" Branch Tee | FST4B3 | 810003112 | 10 | 10 | 2.9 | --- | 165.7213 | 207.1516
841211027109 | 5" - 3" Branch Tee | FST5B3 | 810003113 | 8 | 10 | 2.9 | --- | 199.1443 | 248.9303
841211000102 | Tee Cap | FSTC3 | 810003114 | 10 | 3 | 0.37583 | --- | 59.8784 | 74.848
841211009259 | Universal Condensate Drain | FSUCD3 | 810003115 | 10 | 7.4 | 1.2742 | --- | 164.3912 | 205.4889
841211000119 | Drain Fitting | FSDF3 | 810003116 | 10 | 3 | 0.37583 | --- | 84.3492 | 105.4365
662492800126 | IPS Drain Fitting | FSIPSDF03 | 810003117 | 10 | 4.5 | 0.4 | --- | 147.3937 | 184.2421
662492196144 | Horizontal Drain Fitting | FSHDF03 | 810003118 |  |  |  | --- | 97.0015 | 121.2519
841211000126 | Horizontal Drip Tee | FSHDT3 | 810003119 | 10 | 4.8 | 0.79531 | --- | 116.7587 | 145.9483
789665300358 | 3" Dia Bird Screen | FSBS3 | 810014823 | 6 |  |  |  | 75.865 | 94.8312
841211000188 | Termination Tee | FSTT3 | 810003121 | 8 | 3.8 | 0.79531 | --- | 75.3573 | 94.1967
841211000409 | Termination Box | FSTB3 | 810003122 | 8 | 5 | 1.2742 | --- | 119.4612 | 149.3265
789665315956 | 3" Dia Wall Thimble Term with Damper | FSWTTI03 | 810016544 |  |  |  |  | 360.5827 | 450.7284
789665314096 | Ø3" Insulated Wall Thimble | FSWTI03 | 810016484 |  |  |  |  | 185.3524 | 231.6905
789665314522 | 3" Dia Insulated Wall Pass Through | FSWPTI03 | 810016473 |  |  |  |  | 141.2923 | 176.6154
841211006043 | Wall Thimble Sleeve Extension | FSWTE3 | 810003126 | 1 | 1.8 | 0.7736 | --- | 40.7283 | 50.9104
841211000164 | Firestop/ Flat Flashing | FSFS3 | 810003127 | 6 | 10 | 0.76749 | --- | 63.8478 | 79.8097
841211000225 | Support Clamp | FSCL3 | 810003128 | 6 | 3 | 0.37583 | --- | 44.8032 | 56.004
841211000270 | Wall Bracket | FSWB3 | 810003129 | 6 | 14 | 0.40175 | --- | 204.9505 | 256.1882
841211025792 | Adjustable Wall Bracket | FSAWB03 | 810003130 | 6 | 4.8 | 0.4 | --- | 92.9003 | 116.1254
841211000195 | Rain Cap | FSRC3 | 810003131 | 10 | 6.8 | 1.9184 | --- | 173.7867 | 217.2334
662492911280 | 3" FasNSeal Flex Raincap | FSFLEXRC3 | 810013289 | 1 |  |  |  | 178.6101 | 223.2627
662492912119 | 3" Dia Top Cover Plate | FSFLEXTP3 | 810013326 |  |  |  |  | 77.5101 | 96.8876
662492912263 | 3" Dia Vent Length W/ Support Plate | FSSP3 | 810013336 |  |  |  |  | 296.5602 | 370.7003
841211006524 | Storm Collar | FSC3 | 810003132 | 6 | 3.5 | 0.37583 | --- | 53.5654 | 66.9568
841211006203 | Roof Jack | FSVRJ3 | 810003133 | 8 | 14.4 | 1.9047 | --- | 118.7223 | 148.4028
841211006319 | Variable Pitch Roof Flashing | FSVPF3 | 810003134 | 4 | 7.4 | 2.8556 | --- | 127.4 | 159.25
841211000249 | Tall Cone Roof Jack | FSRJ3 | 810005286 | 8 | 14 |  |  | 118.7312 | 148.4139
841211000171 | Tall Cone Flashing | FSAF3 | 810005257 | 6 | 3 |  |  | 243.9602 | 304.9503
841211001017 | 5" Diameter Roof Flashing | FSAF5 | 810005259 | 6 |  |  |  | 309.914 | 387.3924
841211009440 | Test Port | FSTP03 | 810003135 | 4 | 4.2 | 0.7736 | --- | 142.4329 | 178.0411
841211005824 | 3" x 4" Tapered Increaser | FS0304TI | 810003136 | 8 | 4.2 | 1.2742 | --- | 209.1944 | 261.493
662492381939 | 3" x 4" Eccentric Increaser | FS0304E1 | 810003137 |  |  |  |  | 147.7898 | 184.7372
841211001437 | 3" x 4" Stepped Increaser | FS34I | 810003138 | 8 | 4.6 | 0.64 | --- | 108.9712 | 136.214
662492908525 | 3" Flex Coupler | FSAFLEXC-3 | 810012560 |  |  |  |  | 115.8438 | 144.8048
841211002038 | Single-to-Double Wall Adapter | FSA-SWDW3 | 810003139 | 8 | 4.6 | 0.64367 | --- | 183.0345 | 228.7932
662492259467 | FasNSeal Flexible Vent Male Adapter | FSASMM-3 | 810003140 | 8 | 3.8 | 0.4 | --- | 164.3912 | 205.4889
662492311981 | FasNSeal Flexible Vent Female Adapter | FSASMF-3 | 810003141 | 8 | 3.8 | 0.4 | --- | 164.3912 | 205.4889
4" Diameter
841211000492 | 6" Vent Length | FSVL604 | 810003142 | 8 | 4.4 | 0.64367 | --- | 56.7325 | 70.9156
841211000508 | 12" Vent Length | FSVL1204 | 810003143 | 8 | 7.4 | 1.2742 | --- | 68.6195 | 85.7743
841211000515 | 18" Vent Length | FSVL1804 | 810003144 | 8 | 10 | 1.9047 | --- | 96.6796 | 120.8495
841211000522 | 24" Vent Length | FSVL2404 | 810003145 | 8 | 12.8 | 2.5353 | --- | 118.7223 | 148.4028
841211000539 | 36" Vent Length | FSVL3604 | 810003146 | 4 | 9.8 | 1.9823 | --- | 153.7287 | 192.1609
841211000614 | 18" Adjustable Vent Length | FSAVL4 | 810003148 | 8 | 10 | 1.9047 | --- | 118.7223 | 148.4028
841211008078 | 36" Adjustable Vent Length | FSAVL3604 | 810003149 | 4 | 5 | 1.8 | --- | 160.9543 | 201.1928
662492165713 | 2° Adjustable Vent Length | FSAVL04-2 | 810003150 | 8 |  |  | --- | 141.4412 | 176.8015
992492747179 | FasNSeal Flex 20' Length | 4FSFLEX-20 | 810003151 | 1 | 12 | 9.3 | --- | 1065.9336 | 1332.417
662492231296 | FasNSeal Flex 25' Length | 4FSFLEX-25 | 810003152 | 1 | 15 | 13 | --- | 1305.7687 | 1632.2108
662492326756 | FasNSeal Flex 30' Length | 4FSFLEX-30 | 810003153 | 1 | 18 | 13 | --- | 1547.6536 | 1934.567
662492605936 | FasNSeal Flex 35' Length | 4FSFLEX-35 | 810003154 | 1 | 21 | 13 | --- | 1822.3365 | 2277.9206
662492962930 | FasNSeal Flex 50' Length | 4FSFLEX-50 | 810016596 | 1 |  |  |  | 2603.3367 | 3254.1709
841211000553 | 90° Elbow | FSELB9004 | 810003157 | 10 | 9 | 1.9184 | --- | 162.4487 | 203.0609
841211029127 | 88° Elbow | FSELB8804 | 810003158 | 10 | 9 | 1.9 | --- | 162.4487 | 203.0609
841211000546 | 45° Elbow | FSELB4504 | 810003159 | 10 | 6.6 | 1.2742 | --- | 138.4002 | 173.0003
841211004049 | 30° Elbow | FSELB3004 | 810003160 | 10 | 5.7 | 1.2742 | --- | 128.1601 | 160.2001
841211007804 | 15° Elbow | FSELB1504 | 810003161 | 10 | 5.7 | 1.2742 | --- | 128.1601 | 160.2001
841211000560 | Standard Tee | FST4 | 810003162 | 10 | 10 | 2.8889 | --- | 123.1561 | 153.9452
662492136669 | Wide Mouth Boot Tee | FSWBT4 | 810003163 |  |  |  | --- | 205.6473 | 257.0591
841211025716 | Boot Tee | FSBT04 | 810003164 | 10 | 16 | 2.8889 | --- | 246.7767 | 308.4709
841211008498 | 5" - 4" Branch Tee | FST05B04 | 810003165 | 6 | 8.6 | 2.8889 | --- | 196.7162 | 245.8953
841211008979 | 6" - 4" Branch Tee | FST06B04 | 810003166 | 4 | 9.2 | 2.8889 | --- | 256.1935 | 320.2418
841211027116 | 8" - 4" Branch Tee | FST08B04 | 810003167 | 4 | 8.5 | 3.8 | --- | 355.7075 | 444.6344
841211000584 | Tee Cap | FSTC4 | 810003168 | 10 | 3.8 | 0.64367 | --- | 63.89 | 79.8625
841211007941 | Universal Condensate Drain | FSUCD4 | 810003169 | 8 | 7.4 | 1.2742 | --- | 179.4241 | 224.2801
841211000591 | Drain Fitting | FSDF4 | 810003170 | 10 | 4.2 | 0.64367 | --- | 93.8926 | 117.3657
662492621387 | IPS Drain Fitting | FSIPSDF04 | 810003171 | 10 | 5.6 | 0.6 | --- | 157.2336 | 196.542
841211028878 | Horizontal Drain Fitting | FSHDF04 | 810003172 |  |  |  | --- | 107.9764 | 134.9706
841211000607 | Horizontal Drain Tee | FSHDT4 | 810003173 | 10 | 6.6 | 0.37583 | --- | 133.1851 | 166.4814
789665300372 | 4" Dia Bird Screen | FSBS4 | 810014825 | 6 |  |  |  | 81.6264 | 102.033
841211000669 | Termination Tee | FSTT4 | 810003175 | 10 | 7.6 | 1.9184 | --- | 95.2082 | 119.0103
841211000416 | Termination Box | FSTB4 | 810003176 | 8 | 6.6 | 1.2742 | --- | 122.4171 | 153.0214
789665315970 | 4" Dia Wall Thimble Term with Damper | FSWTTI04 | 810016546 |  |  |  |  | 384.2862 | 480.3577
789665312689 | Ø4" Insulated Wall Thimble | FSWTI04 | 810016485 |  |  |  |  | 214.5966 | 268.2457
789665314539 | 4" Dia Insulated Wall Pass Through | FSWPTI04 | 810016474 |  |  |  |  | 155.4552 | 194.319
841211006050 | Wall Thimble Sleeve Extension | FSWTE4 | 810003180 | 1 | 2 | 0.7736 | --- | 43.8109 | 54.7636
841211000645 | Firestop/ Flat Flashing | FSFS4 | 810003181 | 6 | 9.8 | 0.76749 | --- | 63.8478 | 79.8097
841211000683 | Support Clamp | FSCL4 | 810003182 | 6 | 3.6 | 0.40175 | --- | 44.8032 | 56.004
841211000744 | Wall Bracket | FSWB4 | 810003183 | 6 | 17.4 | 0.79531 | --- | 217.7665 | 272.2082
841211025334 | Adjustable Wall Bracket | FSAWB04 | 810003184 | 6 | 5.2 | 0.4 | --- | 94.6691 | 118.3363
841211000676 | Rain Cap | FSRC4 | 810003185 | 6 | 7 | 2.8889 | --- | 185.8638 | 232.3297
662492911297 | 4" FasNSeal Flex Raincap | FSFLEXRC4 | 810013290 |  |  |  |  | 187.0352 | 233.7939
662492912126 | 4" Dia Top Cover Plate | FSFLEXTP4 | 810013327 |  |  |  |  | 72.4551 | 90.5688
841211029264 | Severe Weather Rain Cap | FSSWRC04 | 810003186 | 6 | 7 | 2.8889 | --- | 185.8638 | 232.3297
841211027673 | 4" Diameter to 3" Termination Cone | FSCN0403 | 810003187 |  |  |  |  | 195.5854 | 244.4818
662492912270 | 4" Dia Vent Length W/ Support Plate | FSSP4 | 810013337 |  |  |  |  | 310.0403 | 387.5503
841211006531 | Storm Collar | FSC4 | 810003188 | 6 | 4.5 | 0.64367 | --- | 56.4791 | 70.5989
841211006210 | Roof Jack | FSVRJ4 | 810003189 | 4 | 8.8 | 1.9047 | --- | 123.7684 | 154.7105
841211006326 | Variable Pitch Roof Flashing | FSVPF4 | 810003190 | 2 | 7.2 | 2.3767 | --- | 135.3809 | 169.2262
841211000706 | Tall Cone Roof Jack | FSRJ4 | 810005287 | 4 | 9 |  |  | 123.749 | 154.6862
841211000652 | Tall Cone Flashing | FSAF4 | 810005258 | 1 | 3.4 |  |  | 255.476 | 319.3449
841211005831 | 4" x 5" Tapered Increaser | FS0405TI | 810003191 | 8 | 5.3 | 1.5392 | --- | 233.7918 | 292.2398
662492584516 | 4" x 3" Tapered Reducer | FS0403TR | 810003192 | 8 | 4.2 | 1.2742 | --- | 209.1944 | 261.493
841211029097 | 4" x 5" Eccentric Increaser | FS0405EI | 810003193 | 8 | 6 | 1.5 | --- | 226.9824 | 283.728
841211001413 | 4" x 3" Stepped Reducer | FS43R | 810003194 | 8 | 3.8 | 0.6 | --- | 108.9712 | 136.214
841211001420 | 4" x 5" Stepped Increasaer | FS45I | 810003195 |  |  |  |  | 137.8129 | 172.2661
789665291243 | 4" Dia To 7" Eccentric Increaser | FS0407EI | 810014817 |  |  |  |  | 314.8636 | 393.5795
662492908532 | 4" Flex Coupler | FSAFLEXC-4 | 810012561 |  |  |  |  | 138.2544 | 172.818
841211008641 | Test Port | FSTP04 | 810003196 | 4 | 5 | 1.125 | --- | 162.1953 | 202.7442
841211001741 | 4" Dia Gasket Blue (5 PK) | GSKT-SIL-4-PK5 (only) | 810005436 |  |  |  |  | 50.632 | 63.29
841211002199 | Single-to-Double Wall Adapter | FSA-SWDW4 | 810003197 | 6 | 5 | 0.64367 | --- | 219.6246 | 274.5307
5" Diameter
841211000850 | 6" Vent Length | FSVL605 | 810003200 | 3 | 2 | 0.40175 | --- | 74.468 | 93.085
841211000867 | 12" Vent Length | FSVL1205 | 810003201 | 3 | 3.6 | 0.79531 | --- | 79.1974 | 98.9968
841211000874 | 18" Vent Length | FSVL1805 | 810003202 | 3 | 5 | 1.2217 | --- | 118.68 | 148.35
841211000881 | 24" Vent Length | FSVL2405 | 810003203 | 3 | 6.2 | 1.5824 | --- | 139.2236 | 174.0295
841211000898 | 36" Vent Length | FSVL3605 | 810003204 | 2 | 6.4 | 2.1888 | --- | 181.8733 | 227.3416
841211000973 | 18" Adjustable Vent Length | FSAVL5 | 810003205 | 5 | 7.6 | 1.9047 | --- | 123.7473 | 154.6841
841211029363 | 36" Adjustable Vent Length | FSAVL3605 | 810003206 | 4 | 12.8 | 2.1888 | --- | 190.9522 | 238.6902
871211029011 | 2° Adjustable Vent Length | FSAVL05-2 | 810003207 |  |  |  | --- | 174.2391 | 217.7989
662492348482 | FasNSeal Flex 20' Length | 5FSFLEX-20 | 810003208 | 1 | 16 | 13 | --- | 1348.816 | 1686.02
662492143773 | FasNSeal Flex 25' Length | 5FSFLEX-25 | 810003209 | 1 | 20 | 13 | --- | 1662.4465 | 2078.0581
66249282097 | FasNSeal Flex 30' Length | 5FSFLEX-30 | 810003210 | 1 | 24 | 18.5 | --- | 2008.8749 | 2511.0936
662492477915 | FasNSeal Flex 35' Length | 5FSFLEX-35 | 810003211 | 1 | 28 | 18.5 | --- | 2320.4555 | 2900.5693
662492962947 | FasNSeal Flex 50' Length | 5FSFLEX-50 | 810016599 | 1 |  |  |  | 3314.9364 | 4143.6704
841211000911 | 90° Elbow | FSELB9005 | 810003214 | 8 | 9.4 | 2.8889 | --- | 192.1556 | 240.1946
841211028991 | 88° Elbow | FSELB8805 | 810003215 | 8 | 6.4 | 2.9 | --- | 192.1556 | 240.1946
841211000904 | 45° Elbow | FSELB4505 | 810003216 | 8 | 7.4 | 1.9184 | --- | 159.2605 | 199.0757
841211004056 | 30° Elbow | FSELB3005 | 810003217 | 6 | 4.7 | 1.2742 | --- | 147.4369 | 184.2961
841211007811 | 15° Elbow | FSELB1505 | 810003218 | 6 | 4.7 | 1.2742 | --- | 147.4369 | 184.2961
841211000928 | Standard Tee | FST5 | 810003219 | 6 | 8.6 | 2.8889 | --- | 138.168 | 172.7099
662492612866 | Wide Mouth Boot Tee | FSWBT5 | 810003220 |  |  |  | --- | 230.7092 | 288.3865
841211025877 | Boot Tee | FSBT05 | 810003221 | 2 | 4.37 | 1.9184 | --- | 276.8511 | 346.0639
841211008276 | 6" - 5" Branch Tee | FST6B5 | 810003222 | 4 | 13 | 2.8889 | --- | 314.1824 | 392.7279
841211008504 | 8" - 5" Branch Tee | FST08B05 | 810003223 | 4 | 10 | 3.8122 | --- | 347.9261 | 434.9076
841211000942 | Tee Cap | FSTC5 | 810003224 | 5 | 2.6 | 0.37583 | --- | 65.2624 | 81.578
841211007958 | Universal Condensate Drain | FSUCD5 | 810003225 | 8 | 10.4 | 2.3767 | --- | 198.532 | 248.165
841211000959 | Drain Fitting | FSDF5 | 810003226 | 5 | 3 | 0.37583 | --- | 111.0158 | 138.7697
662492895221 | IPS Drain Fitting | FSIPSDF05 | 810003227 | 5 | 4 | 0.43 | --- | 174.3568 | 217.946
662492028885 | Horizontal Drain Fitting | FSHDF05 | 810003228 | 4 |  |  | --- | 127.6681 | 159.5851
841211000935 | 23° Bird Screen | FSBS5 | 810003229 | 6 | 5.4 | 1.2742 | --- | 92.0557 | 115.0696
841211001024 | Termination Tee | FSTT5 | 810003230 | 6 | 6.6 | 1.9184 | --- | 244.7824 | 305.978
789665315994 | 5" Dia Wall Thimble Term with Damper | FSWTTI05 | 810016548 |  |  |  |  | 569.7202 | 712.1503
789665314102 | Ø5" Insulated Wall Thimble | FSWTI05 | 810016486 |  |  |  |  | 302.1148 | 377.6435
789665314546 | 5" Dia Insulated Wall Pass Through | FSWPTI05 | 810016475 |  |  |  |  | 185.4443 | 231.8053
841211006067 | Wall Thimble Sleeve Extension | FSWTE5 | 810003233 | 1 | 2.2 | 0.7736 | --- | 50.525 | 63.1563
841211001000 | Firestop/ Flat Flashing | FSFS5 | 810003234 | 6 | 12.2 | 0.76749 | --- | 63.8478 | 79.8097
841211001048 | Support Clamp | FSCL5 | 810003235 | 6 | 4.2 | 0.37583 | --- | 46.7035 | 58.3793
841211001079 | Wall Bracket | FSWB5 | 810003236 | 6 | 21.2 | 1.2742 | --- | 256.1935 | 320.2418
841211001031 | Rain Cap | FSRC5 | 810003237 | 4 | 11.6 | 3.8122 | --- | 251.0628 | 313.8285
662492911303 | 5" FasNSeal Flex Raincap | FSFLEXRC5 | 810013291 | 1 |  |  |  | 210.6252 | 263.2815
662492912133 | 5" Dia Top Cover Plate | FSFLEXTP5 | 810013323 |  |  |  |  | 79.1951 | 98.9938
662492425978 | 5" Termination Cone | FSCN0503 | 810003238 |  |  |  |  | 264.808 | 331.01
662492912287 | 5" Dia Vent Length W/ Support Plate | FSSP5 | 810014720 |  |  |  |  | 348.7953 | 435.9941
841211006548 | Storm Collar | FSC5 | 810003239 | 6 | 5.7 | 0.64367 | --- | 56.4791 | 70.5989
841211006227 | Roof Jack | FSVRJ5 | 810003240 | 4 | 11.3 | 2.5353 | --- | 145.2833 | 181.6041
841211001062 | Tall Cone Roof Jack | FSRJ5 | 810005288 | 4 | 11 |  |  | 145.2282 | 181.5352
841211001017 | Tall Cone Flashing | FSAF5 | 810005259 | 6 | 4 |  |  | 309.914 | 387.3924
841211006333 | Variable Pitch Roof Flashing | FSVPF5 | 810003241 | 2 | 9.8 | 9.8958 | --- | 146.8457 | 183.5571
841211005909 | 5" x 4" Tapered Reducer | FS0504TR | 810003242 | 8 | 5.3 | 1.5392 | --- | 233.7918 | 292.2398
841211001086 | 5" x 4" Stepped Reducer | FS54R | 810003243 | 8 | 4.2 | 0.6 | --- | 124.8782 | 156.0978
789665291267 | 5" Dia To 9" Eccentric Increaser | FS0509EI | 810014819 |  |  |  |  | 348.3723 | 435.4653
662492910306 | 5" Flex Coupler | FSAFLEXC-5 | 810012562 |  |  |  |  | 152.4926 | 190.6158
841211027680 | 5" x 4" Termination Cone | FSCN0504 | 810003244 | 1 | 0.7 | 0 | --- | 210.419 | 263.0237
841211026478 | Test Port | FSTP05 | 810003245 | 4 | 6.25 | 0.7736 | --- | 180.5009 | 225.6261
662492637098 | FasNSeal Flexible Vent Male Adapter | FSASMM-5 | 810003247 | 8 | 5.8 | 1.2 | --- | 198.532 | 248.165
662492390351 | FasNSeal Flexible Vent Female Adapter | FSASMF-5 | 810003248 | 8 | 5.8 | 1.2 | --- | 198.532 | 248.165
662492930021 | 5" dia (5" engage)-AVL | FSELB 2.5 05-5 | 810014231 | 4 |  |  |  | 180.5785 | 225.7231

## FasNSeal-316
FasNSeal Gas Vent System - 316
0.8
UPC-A Listing | Description | Order # | Stock # | Pcs/ Ctn | Lbs/ Ctn | Cube | Plt Qty | M.A.P. | 05/12/2025 MSRP (ea.)
| KITS | [6 empty] | 0.8
789665313808 | Ø3" Ceiling Mounted Insulated Kit - 316 | FSCMKI03B | 810016532 |  |  |  |  | 408.9794 | 511.2243
789665313853 | Ø4" Ceiling Mounted Insul Kit w/ CD-316 | FSCMKI04CDB | 810016536 |  |  |  |  | 553.5064 | 691.883
789665313839 | Ø4" Ceiling Mounted Insulated Kit - 316 | FSCMKI04B | 810016534 |  |  |  |  | 439.7439 | 549.6799
662492943885 | 3" Exhaust & Air In-take Remote Concentric Wall Mount Kit -316 | FSDVWT03B | 810014862 | 1 | 7.8 | 3.8 | --- | 371.7013 | 464.6266
2" Diameter
662492932513 | 2" Flex Coupler -316 | FSAFLEXC-2B | 810016210 |  |  |  |  | 126.0564 | 157.5704
662492932810 | 2" Dia Smooth PVC To 3" FNSF Adap - 316 | FSA-2PVCS-3FNSFB | 810016169 | 1 |  |  |  | 145.3569 | 181.6962
3" Diameter
662492943878 | 6" Vent Length - 316 | FSVL603B | 810014863 | 8 | 3.4 | 0.40175 | --- | 36.9483 | 46.1854
662492943861 | 12" Vent Length - 316 | FSVL1203B | 810014864 | 8 | 5.6 | 0.79531 | --- | 49.0051 | 61.2564
662492943854 | 18" Vent Length -316 | FSVL1803B | 810014865 | 8 | 8 | 1.1889 | --- | 72.24 | 90.3001
662492943847 | 24" Vent Length -316 | FSVL2403B | 810014866 | 8 | 10.2 | 1.5824 | --- | 91.6577 | 114.5721
662492930496 | 36" Vent Length -316 | FSVL3603B | 810014867 | 4 | 7.4 | 1.1103 | --- | 114.2588 | 142.8235
662492943830 | 18" Adjustable Vent Length -316 | FSAVL3B | 810014868 | 8 | 8 | 1.1889 | --- | 93.8616 | 117.3271
662492943823 | 36" Adjustable Vent Length -316 | FSAVL3603B | 810014869 | 4 | 4 | 1.1 | --- | 119.9631 | 149.9539
662492943816 | 2° Adjustable Vent Length -316 | FSAVL03-2B | 810014870 |  |  |  | --- | 86.0975 | 107.6218
662492943809 | 90° Elbow -316 | FSELB9003B | 810014871 | 10 | 6.6 | 1.1889 | --- | 129.9168 | 162.3961
662492943793 | 88° Elbow -316 | FSELB8803B | 810014872 | 10 | 6.6 | 1.2 | --- | 129.9168 | 162.3961
662492943786 | 45° Elbow -316 | FSELB4503B | 810014873 | 10 | 5 | 0.64367 | --- | 110.6 | 138.25
662492943779 | 30° Elbow -316 | FSELB3003B | 810014874 | 10 | 4.4 | 0.64367 | --- | 102.4037 | 128.0046
662492943762 | 15° Elbow -316 | FSELB1503B | 810014875 | 10 | 4.5 | 0.64367 | --- | 102.4037 | 128.0046
662492943755 | Standard Tee -316 | FST3B | 810014876 | 10 | 6.4 | 1.2742 | --- | 96.8146 | 121.0183
662492943748 | 4" - 3" Branch Tee -316 | FST04B03B | 810014877 | 10 | 10 | 2.9 | --- | 139.2079 | 174.0099
662492943731 | 5" - 3" Branch Tee -316 | FST05B03B | 810014878 | 8 | 10 | 2.9 | --- | 167.2829 | 209.1036
662492943724 | Tee Cap -316 | FSTC3B | 810014879 | 10 | 3 | 0.37583 | --- | 50.3015 | 62.8769
662492943717 | Universal Condensate Drain -316 | FSUCD3B | 810014880 | 10 | 7.4 | 1.2742 | --- | 138.0844 | 172.6055
662492943700 | Drain Fitting -316 | FSDF3B | 810014881 | 10 | 3 | 0.37583 | --- | 70.8572 | 88.5715
662492943694 | IPS Drain Fitting -316 | FSIPSDF03B | 810014882 | 10 | 4.5 | 0.4 | --- | 123.8092 | 154.7615
662492943687 | Horizontal Drain Fitting -316 | FSHDF03B | 810014883 |  |  |  | --- | 81.4879 | 101.8599
662492943670 | Horizontal Drip Tee -316 | FSHDT3B | 810014884 | 10 | 4.8 | 0.79531 | --- | 98.0822 | 122.6028
662492943663 | Bird Sreen Termination -316 | FSBS3B | 810014885 | 8 | 2 | 0.40175 | --- | 62.3 | 77.875
662492943656 | Termination Tee -316 | FSTT3B | 810014886 | 8 | 3.8 | 0.79531 | --- | 63.3002 | 79.1252
662492943649 | Termination Box -316 | FSTB3B | 810014887 | 8 | 5 | 1.2742 | --- | 100.3438 | 125.4297
789665315963 | 3" Dia Wall Thimble Term with Damper-316 | FSWTTI03B | 810016545 |  |  |  |  | 302.8903 | 378.6128
789665314195 | Ø3" Insulated Wall Thimble - 316 | FSWTI03B | 810016495 |  |  |  |  | 155.7001 | 194.6252
662492943618 | Test Port -316 | FSTP03B | 810014893 | 4 | 4.2 | 0.7736 | --- | 119.6462 | 149.5578
662492943601 | 3" x 4" Tapered Increaser -316 | FS0304TIB | 810014894 | 8 | 4.2 | 1.2742 | --- | 175.7241 | 219.6551
662492943595 | 3" x 4" Eccentric Increaser -316 | FS0304EIB | 810014895 |  |  |  |  | 124.1405 | 155.1756
662492943588 | 3" x 4" Stepped Increaser -316 | FS0304IB | 810014896 | 8 | 4.6 | 0.64 | --- | 91.5425 | 114.4281
662492932377 | 3" Flex Coupler -316 | FSAFLEXC-3B | 810016235 |  |  |  |  | 97.3044 | 121.6305
662492943571 | Single-to-Double Wall Adapter -316 | FSA-SWDW3B | 810014897 | 8 | 4.6 | 0.64367 | --- | 153.7424 | 192.178
662492943564 | FasNSeal Flexible Vent Male Adapter -316 | FSASMM-3B | 810014898 | 8 | 3.8 | 0.4 | --- | 143.6158 | 179.5198
662492943557 | FasNSeal Flexible Vent Female Adapter -316 | FSASMF-3B | 810014899 | 8 | 3.8 | 0.4 | --- | 143.6158 | 179.5198
4" Diameter
662492943540 | 6" Vent Length - 316 | FSVL604B | 810014900 | 8 | 4.4 | 0.64367 | --- | 47.0893 | 58.8616
662492943533 | 12" Vent Length - 316 | FSVL1204B | 810014901 | 8 | 7.4 | 1.2742 | --- | 56.9566 | 71.1957
662492943526 | 18" Vent Length -316 | FSVL1804B | 810014902 | 8 | 10 | 1.9047 | --- | 80.2491 | 100.3114
662492943519 | 24" Vent Length -316 | FSVL2404B | 810014903 | 8 | 12.8 | 2.5353 | --- | 98.5432 | 123.179
662492930502 | 36" Vent Length -316 | FSVL3604B | 810014904 | 4 | 9.8 | 1.9823 | --- | 127.5977 | 159.4971
662492943502 | 18" Adjustable Vent Length -316 | FSAVL4B | 810014905 | 8 | 10 | 1.9047 | --- | 98.5432 | 123.179
662492943496 | 36" Adjustable Vent Length -316 | FSAVL3604B | 810014906 | 4 | 5 | 1.8 | --- | 133.5901 | 166.9876
662492943489 | 2° Adjustable Vent Length -316 | FSAVL04-2B | 810014907 | 8 |  |  | --- | 117.3991 | 146.7488
662492943472 | 90° Elbow -316 | FSELB9004B | 810014908 | 10 | 9 | 1.9184 | --- | 134.8289 | 168.5361
662492943465 | 88° Elbow - 316 | FSELB8804B | 810014909 | 10 | 9 | 1.9 | --- | 134.8289 | 168.5361
662492943458 | 45° Elbow -316 | FSELB4504B | 810014910 | 10 | 6.6 | 1.2742 | --- | 114.8782 | 143.5978
662492943441 | 30° Elbow -316 | FSELB3004B | 810014911 | 10 | 5.7 | 1.2742 | --- | 106.3794 | 132.9743
662492943434 | 15° Elbow -316 | FSELB1504B | 810014912 | 10 | 5.7 | 1.2742 | --- | 106.3794 | 132.9743
662492943427 | Standard Tee -316 | FST4B | 810014913 | 10 | 10 | 2.8889 | --- | 102.2164 | 127.7705
662492943410 | Wide Mouth Boot Tee - 316 | FSWBT4B | 810014914 |  |  |  | --- | 170.6824 | 213.353
662492943397 | 5" - 4" Branch Tee - 316 | FST05B04B | 810014916 | 6 | 8.6 | 2.8889 | --- | 163.2783 | 204.0979
662492943380 | 6" - 4" Branch Tee -316 | FST06B04B | 810014917 | 4 | 9.2 | 2.8889 | --- | 212.6436 | 265.8045
662492943373 | 8" - 4" Branch Tee -316 | FST08B04B | 810014918 | 4 | 8.5 | 3.8 | --- | 295.2407 | 369.0508
662492943366 | Tee Cap -316 | FSTC4B | 810014919 | 10 | 3.8 | 0.64367 | --- | 53.024 | 66.2801
662492943359 | Universal Condensate Drain -316 | FSUCD4B | 810014920 | 8 | 7.4 | 1.2742 | --- | 148.9168 | 186.146
662492943342 | Drain Fitting -316 | FSDF4B | 810014921 | 10 | 4.2 | 0.64367 | --- | 77.9299 | 97.4124
662492943335 | IPS Drain Fitting -316 | FSIPSDF04B | 810014922 | 10 | 5.6 | 0.6 | --- | 130.5074 | 163.1343
662492943328 | Horizontal Drain Fitting - 316 | FSHDF04B | 810014923 |  |  |  | --- | 89.6266 | 112.0333
662492943311 | Horizontal Drain Tee -316 | FSHDT4B | 810014924 | 10 | 6.6 | 0.37583 | --- | 110.5424 | 138.178
662492943304 | Bird Screen -316 | FSBS4B | 810014925 | 8 | 3 | 0.64367 | --- | 68.0538 | 85.0673
662492943298 | Termination Tee -316 | FSTT4B | 810014926 | 10 | 7.6 | 1.9184 | --- | 79.0234 | 98.7792
662492943281 | Termination Box -316 | FSTB4B | 810014927 | 8 | 6.6 | 1.2742 | --- | 101.6114 | 127.0143
789665315987 | 4" Dia Wall Thimble Term with Damper-316 | FSWTTI04B | 810016547 |  |  |  |  | 318.9613 | 398.7016
789665314201 | Ø4" Insulated Wall Thimble - 316 | FSWTI04B | 810016496 |  |  |  |  | 178.1179 | 222.6474
662492943250 | Severe Weather Rain Cap -316 | FSSWRC04B | 810014933 | 6 | 7 | 2.8889 | --- | 154.2609 | 192.8262
662492943243 | 4" x 5" Tapered Increaser -316 | FS0405TIB | 810014934 | 8 | 5.3 | 1.5392 | --- | 194.047 | 242.5587
662492943236 | 4" x 3" Tapered Reducer - 316 | FS0403TRB | 810014935 | 8 | 4.2 | 1.2742 | --- | 173.6354 | 217.0442
662492943229 | 4" x 5" Eccentric Increaser -316 | FS0405EIB | 810014936 | 8 | 6 | 1.5 | --- | 188.4003 | 235.5004
662492943212 | 4" x 5" Stepped Increasaer - 316 | FS0405IB | 810014938 |  |  |  |  | 114.3885 | 142.9856
789665291250 | 4" Dia To 7" Eccentric Increaser-316 | FS0407EIB | 810014818 |  |  |  |  | 261.3281 | 326.6602
662492932360 | 4" Flex Coupler - 316 | FSAFLEXC-4B | 810016236 |  |  |  |  | 114.7486 | 143.4357
662492943205 | Test Port -316 | FSTP04B | 810014939 | 4 | 5 | 1.125 | --- | 134.6272 | 168.284
662492943199 | Single-to-Double Wall Adapter -316 | FSA-SWDW4B | 810014940 | 6 | 5 | 0.64367 | --- | 182.2927 | 227.8658
5" Diameter
662492943168 | 6" Vent Length - 316 | FSVL605B | 810014943 | 3 | 2 | 0.40175 | --- | 61.0619 | 76.3274
662492943151 | 12" Vent Length - 316 | FSVL1205B | 810014944 | 3 | 3.6 | 0.79531 | --- | 64.9368 | 81.171
662492943144 | 18" Vent Length -316 | FSVL1805B | 810014945 | 3 | 5 | 1.2217 | --- | 97.3188 | 121.6485
662492943137 | 24" Vent Length -316 | FSVL2405B | 810014946 | 3 | 6.2 | 1.5824 | --- | 114.158 | 142.6975
662492930519 | 36" Vent Length -316 | FSVL3605B | 810014947 | 2 | 6.4 | 2.1888 | --- | 149.1328 | 186.416
789665309757 | 48" Vent Length - 316 | FSVL4805B | 810016456 |  |  |  |  | 189.6013 | 237.0016
662492943120 | 18" Adjustable Vent Length -316 | FSAVL5B | 810014948 | 5 | 7.6 | 1.9047 | --- | 101.4674 | 126.8342
662492943113 | 36" Adjustable Vent Length -316 | FSAVL3605B | 810014949 | 4 | 12.8 | 2.1888 | --- | 156.5801 | 195.7251
662492943106 | 2° Adjustable Vent Length -316 | FSAVL05-2B | 810014950 |  |  |  | --- | 142.8812 | 178.6014
662492943090 | 90° Elbow -316 | FSELB9005B | 810014951 | 8 | 9.4 | 2.8889 | --- | 157.574 | 196.9676
662492943083 | 88° Elbow -316 | FSELB8805B | 810014952 | 8 | 6.4 | 2.9 | --- | 157.574 | 196.9676
662492943076 | 45° Elbow -316 | FSELB4505B | 810014953 | 8 | 7.4 | 1.9184 | --- | 130.5939 | 163.2423
662492943069 | 30° Elbow -316 | FSELB3005B | 810014954 | 6 | 4.7 | 1.2742 | --- | 120.8994 | 151.1243
662492943052 | 15° Elbow -316 | FSELB1505B | 810014955 | 6 | 4.7 | 1.2742 | --- | 120.8994 | 151.1243
662492943045 | Standard Tee -316 | FST5B | 810014956 | 6 | 8.6 | 2.8889 | --- | 113.2937 | 141.6171
662492943038 | Wide Mouth Boot Tee - 316 | FSWBT5B | 810014957 |  |  |  | --- | 189.1782 | 236.4727
662492943014 | 6" - 5" Branch Tee -316 | FST06B05B | 810014959 | 4 | 13 | 2.8889 | --- | 257.6297 | 322.0372
662492943007 | 8" - 5" Branch Tee -316 | FST08B05B | 810014960 | 4 | 10 | 3.8122 | --- | 285.3014 | 356.6267
662492942994 | Tee Cap -316 | FSTC5B | 810014961 | 5 | 2.6 | 0.37583 | --- | 53.5138 | 66.8923
662492942987 | Universal Condensate Drain -316 | FSUCD5B | 810014962 | 8 | 10.4 | 2.3767 | --- | 162.803 | 203.5037
662492942970 | Drain Fitting -316 | FSDF5B | 810014963 | 5 | 3 | 0.37583 | --- | 91.0383 | 113.7979
662492942963 | IPS Drain Fitting -316 | FSIPSDF05B | 810014964 | 5 | 4 | 0.43 | --- | 142.9676 | 178.7095
662492942956 | Horizontal Drain Fitting -316 | FSHDF05B | 810014965 | 4 |  |  | --- | 104.694 | 130.8676
662492942949 | 23° Bird Screen -316 | FSBS5B | 810014966 | 6 | 5.4 | 1.2742 | --- | 75.4811 | 94.3514
662492942932 | Termination Tee -316 | FSTT5B | 810014967 | 6 | 6.6 | 1.9184 | --- | 200.7221 | 250.9026
789665316007 | 5" Dia Wall Thimble Term with Damper-316 | FSWTTI05B | 810016549 |  |  |  |  | 467.1718 | 583.9648
789665314218 | Ø5" Insulated Wall Thimble - 316 | FSWTI05B | 810016497 |  |  |  |  | 247.7386 | 309.6733
662492942918 | 5" x 4" Tapered Reducer -316 | FS0504TRB | 810014972 | 8 | 5.3 | 1.5392 | --- | 191.7134 | 239.6418
662492942901 | 5" x 4" Stepped Reducer -316 | FS0504RB | 810014973 | 8 | 4.2 | 0.6 | --- | 102.4037 | 128.0046
789665291274 | 5" Dia To 9" Eccentric Increaser-316 | FS0509EIB | 810014820 |  |  |  |  | 285.6625 | 357.0781
662492932353 | 5" Flex Coupler -316 | FSAFLEXC-5B | 810016237 |  |  |  |  | 125.048 | 156.31
662492942895 | Test Port -316 | FSTP05B | 810014974 | 4 | 6.25 | 0.7736 | --- | 148.0093 | 185.0116
662492942888 | Single-to-Double Wall Adapter -316 | FSA-SWDW5B | 810014975 | 2 | 2.3 | 0.40175 | --- | 184.7127 | 230.8908
662492942871 | FasNSeal Flexible Vent Male Adapter -316 | FSASMM-5B | 810014976 | 8 | 5.8 | 1.2 | --- | 162.803 | 203.5037
662492942864 | FasNSeal Flexible Vent Female Adapter -316 | FSASMF-5B | 810014977 | 8 | 5.8 | 1.2 | --- | 162.803 | 203.5037

## Com FNS 6-16
Commercial 6-16 FasNSeal Gas Vent System
0.8
| UPC-A Listing | Description | Order # | Stock # | Pcs/ Ctn | Lbs/ Ctn | Cube | Plt Qty | M.A.P. | 05/12/2025 MSRP (ea.)
0.8
6" Diameter
| 841211015335 | 6" Vent Length | FSVL606 | 810003255 | 1 | 1.6 | 0.37583 | --- | 83.5813 | 104.4766
| 841211015342 | 12" Vent Length | FSVL1206 | 810003256 | 1 | 3 | 0.79531 | --- | 92.0159 | 115.0198
| 841211015359 | 18" Vent Length | FSVL1806 | 810003257 | 1 | 3.6 | 1.1889 | --- | 137.2271 | 171.5338
| 841211015366 | 24" Vent Length | FSVL2406 | 810003258 | 1 | 5.6 | 1.5824 | --- | 158.5367 | 198.1708
| 841211015373 | 36" Vent Length | FSVL3606 | 810003259 | 1 | 4 | 1.1293 | --- | 212.8624 | 266.078
| 841211015441 | 18" Adjustable Vent Length | FSAVL6 | 810003260 | 1 | 3.6 | 1.1889 | --- | 142.9422 | 178.6778
| 841211027222 | 36" Adjustable Vent Length | FSAVL3606 | 810003261 | 1 | 4 | 1.1103 | --- | 223.4853 | 279.3566
| 841211028625 | 2° Adjustable Vent Length | FSAVL06-2 | 810003262 | 1 |  |  | --- | 178.7036 | 223.3795
| 662492555675 | FasNSeal Flex 20' Length | 6FSFLEX-20 | 810003263 | 1 | 20 | 15.7 | --- | 1524.9372 | 1906.1715
| 662492882641 | FasNSeal Flex 25' Length | 6FSFLEX-25 | 810003264 | 1 | 25 | 15.7 | --- | 1870.4308 | 2338.0385
| 662492867969 | FasNSeal Flex 30' Length | 6FSFLEX-30 | 810003265 | 1 | 30 | 22.4 | --- | 2219.8955 | 2774.8694
| 662492277416 | FasNSeal Flex 35' Length | 6FSFLEX-35 | 810003266 | 1 | 35 | 22.4 | --- | 2561.4179 | 3201.7724
new | 662492963487 | FasNSeal Flex 50 Length | 6FSFLEX-50 | 810016601 |  |  |  |  | 3815.8848 | 4769.856
| 841211015397 | 90° Elbow | FSELB9006 | 810003269 | 1 | 6.2 | 1.9184 | --- | 247.3019 | 309.1274
| 841211028618 | 88° Elbow | FSELB8806 | 810003270 | 1 | 6.2 | 1.9 | --- | 247.3019 | 309.1274
| 841211015380 | 45° Elbow | FSELB4506 | 810003271 | 1 | 4.6 | 1.5824 | --- | 195.2071 | 244.0088
| 841211004063 | 30° Elbow | FSELB3006 | 810003272 | 1 | 4 | 1.2742 | --- | 180.7386 | 225.9233
| 841211007828 | 15° Elbow | FSELB1506 | 810003273 | 1 | 4 | 1.2742 | --- | 180.7386 | 225.9233
| 841211015403 | Standard Tee | FST6 | 810003274 | 1 | 8 | 2.8889 | --- | 182.7782 | 228.4728
| 662492749227 | Wide Mouth Boot Tee | FSWBT6 | 810003275 | 1 |  |  | --- | 319.4954 | 399.3692
| 841211009358 | Boot Tee | FSBT06 | 810003276 | 1 | 5 | 2.8889 | --- | 319.5157 | 399.3946
| 662492812792 | Single-Wall Wye | FSWYE06 | 810005506 | 1 | 3 |  |  | 453.3014 | 566.6267
| 662492907573 | 6 to 8" Increasing Wye | FSWYE0608 | 810012530 | 1 |  |  |  | 686.3256 | 857.907
| 662492906996 | 6 to 10" Increasing Wye | FSWYE0610 | 810012531 | 1 |  |  |  | 741.7376 | 927.172
| 662492907580 | 6 to 12" Increasing Wye | FSWYE0612 | 810012556 | 1 |  |  |  | 960.4478 | 1200.5597
| 841211015427 | Tee Cap | FSTC6 | 810003277 | 1 | 4 | 0.79531 | --- | 77.2925 | 96.6156
| 841211007965 | Universal Condensate Drain | FSUCD6 | 810003278 | 1 | 3.4 | 0.64367 | --- | 218.2163 | 272.7704
| 841211028595 | IPS Drain Fitting | FSIPSDF06 | 810003279 | 1 | 6 | 1.1889 | --- | 195.5045 | 244.3806
| 841211028908 | Horizontal Drain Fitting | FSHDF06 | 810003280 | 1 |  |  | --- | 151.5319 | 189.4149
| 841211015410 | 23° Bird Screen | FSBS6 | 810003281 | 1 | 6.4 | 1.9184 | --- | 116.7248 | 145.906
| 841211015496 | Termination Tee | FSTT6 | 810003282 | 1 | 5 | 1.9184 | --- | 258.7618 | 323.4522
| 789665316014 | 6" Dia Wall Thimble Term with Damper | FSWTTI06 | 810016550 |  |  |  |  | 420.5613 | 525.7016
| 789665314119 | Ø6" Insulated Wall Thimble | FSWTI06 | 810016487 |  |  |  |  | 397.9185 | 497.3981
| 789665314553 | 6" Dia Insulated Wall Pass Through | FSWPTI06 | 810016476 |  |  |  |  | 201.301 | 251.6263
| 841211006074 | Wall Thimble Sleeve Extension | FSWTE6 | 810003286 | 1 | 2.4 | 0.7736 | --- | 57.64 | 72.0501
| 841211015472 | Firestop/Flat Flashing | FSFS6 | 810003287 | 6 | 12 | 0.76749 | --- | 68.1355 | 85.1694
| 841211015519 | 6" Dia Support Clamp | FSCL6 | 810003288 | 1 | 4.8 | 0.40175 | --- | 43.3474 | 54.1842
| 841211015557 | Wall Bracket | FSWB6 | 810003289 | 1 | 24.6 | 1.2742 | --- | 257.7974 | 322.2467
| 841211008747 | 6" Termination Cone | FSCN0604 | 810003290 | 1 |  |  |  | 273.1912 | 341.489
| 841211027307 | 6"x5" Termination Cone | FSCN0605 | 810003291 | 1 |  |  |  | 232.9638 | 291.2047
| 841211015502 | Rain Cap | FSRC6 | 810003292 | 1 | 6.2 | 2.5523 | --- | 265.3822 | 331.7277
| 662492911310 | 6" FasNSeal Flex Raincap | FSFLEXRC6 | 810013292 |  |  |  |  | 210.5493 | 263.1867
| 662492912140 | 6" Dia Top Cover Plate | FSFLEXTP6 | 810013329 |  |  |  |  | 65.2866 | 81.6083
| 662492910139 | 6" Dia Vent Length W/ Support Plate | FSSP6 | 810012891 |  |  |  |  | 357.4442 | 446.8053
| 841211006555 | Storm Collar | FSC6 | 810003293 | 1 | 6.6 | 0.64367 | --- | 56.8327 | 71.0409
| 841211006234 | Roof Jack | FSVRJ6 | 810003294 | 1 | 7 | 1.9047 | --- | 163.0833 | 203.8541
| 841211015533 | Tall Cone Roof Jack | FSRJ6 | 810005289 | 1 | 6 |  |  | 163.0535 | 203.8169
| 841211015489 | Tall Cone Flashing | FSAF6 | 810005260 | 1 | 4 |  |  | 400.1158 | 500.1447
| 841211006340 | Variable Pitch Roof Flashing | FSVPF6 | 810003295 | 1 | 10.6 | 9.8958 | --- | 194.4847 | 243.1059
| 841211028960 | 6" to 8" Eccentric Increaser | FS0608EI | 810003296 | 1 |  |  |  | 342.7252 | 428.4065
| 662492910313 | 6" Flex Coupler | FSAFLEXC-6 | 810012563 | 1 |  |  |  | 172.1935 | 215.2418
| 841211009624 | Test Port | FSTP06 | 810003297 | 1 | 7.4 | 1.125 | --- | 203.2167 | 254.0209
| 841211002519 | Single-to-Double Wall Adapter | FSA-SWDW6 | 810003298 | 1 | 2.6 | 0.37583 | --- | 232.3448 | 290.431
| 662492173589 | FasNSeal Flexible Vent Male Adapter | FSASMM-6 | 810003299 | 1 | 2 | 0.4 | --- | 218.2163 | 272.7704
| 662492908679 | Laars 6" Giannoni to 6" FNS Adapter | FSA-GIAN6-FNSF6 | 810012862 | 1 |  |  |  | 243.5921 | 304.4901
| 662492358191 | FasNSeal Flexible Vent Female Adapter | FSASMF-6 | 810003300 | 2 | 2 | 0.4 | --- | 218.2163 | 272.7704
| 662492900017 | SW Fixed Blade Damper | FSFBD06 | 810009495 | 1 |  |  |  | 1036.0334 | 1295.0417
7" Diameter
| 841211015816 | 6" Vent Length | FSVL607 | 810003301 | 1 | 2.2 | 0.40175 | --- | 101.3237 | 126.6546
| 841211015823 | 12" Vent Length | FSVL1207 | 810003302 | 1 | 3.2 | 0.79531 | --- | 112.2993 | 140.3741
| 841211015830 | 18" Vent Length | FSVL1807 | 810003303 | 1 | 4.8 | 1.1889 | --- | 170.3898 | 212.9872
| 841211015847 | 24" Vent Length | FSVL2407 | 810003304 | 1 | 6 | 1.6152 | --- | 194.5049 | 243.1311
| 841211015854 | 36" Vent Length | FSVL3607 | 810003305 | 1 | 4.4 | 1.1293 | --- | 266.7164 | 333.3955
| 841211015922 | 18" Adjustable Vent Length | FSAVL7 | 810003306 | 1 | 4.8 | 1.1889 | --- | 170.0328 | 212.541
| 841211027239 | 36" Adjustable Vent Length | FSAVL3607 | 810003307 | 1 | 4.4 | 1.1103 | --- | 275.0597 | 343.8246
| 662492903988 | 2° Adjustable Vent Length | FSAVL07-2 | 810003308 | 1 |  |  | --- | 204.5163 | 255.6454
| 662492654491 | FasNSeal Flex 20' Length | 7FSFLEX-20 | 810003309 | 1 | 24 | 31.4 | --- | 1800.9349 | 2251.1687
| 662492189764 | FasNSeal Flex 25' Length | 7FSFLEX-25 | 810003310 | 1 | 30 | 31.4 | --- | 2202.0252 | 2752.5315
| 662492528518 | FasNSeal Flex 30' Length | 7FSFLEX-30 | 810003311 | 1 | 36 | 39.2 | --- | 2577.3027 | 3221.6284
| 662492854549 | FasNSeal Flex 35' Length | 7FSFLEX-35 | 810003312 | 1 | 42 | 39.2 | --- | 2978.3929 | 3722.9912
| 841211015878 | 90° Elbow | FSELB9007 | 810003315 | 1 | 8.2 | 2.9345 | --- | 306.9603 | 383.7004
| 841211028281 | 88° Elbow | FSELB8807 | 810003316 | 1 | 8.2 | 2.9 | --- | 306.9603 | 383.7004
| 841211015861 | 45° Elbow | FSELB4507 | 810003317 | 1 | 5.6 | 2.5353 | --- | 233.388 | 291.735
| 841211004070 | 30° Elbow | FSELB3007 | 810003318 | 1 | 3 | 1.2742 | --- | 216.0992 | 270.124
| 841211007835 | 15° Elbow | FSELB1507 | 810003319 | 1 | 3 | 1.2742 | --- | 216.0992 | 270.124
| 841211015885 | Standard Tee | FST7 | 810003320 | 1 | 9.2 | 3.8122 | --- | 224.0632 | 280.079
| 662492267882 | Wide Mouth Boot Tee | FSWBT7 | 810003321 | 1 |  |  | --- | 374.1525 | 467.6906
| 841211009860 | Boot Tee | FSBT7 | 810003322 | 1 | 2.62 | 1.9047 | --- | 448.983 | 561.2288
| 662492311349 | Single-Wall Wye | FSWYE07 | 810007017 | 1 | 3 |  |  | 509.6515 | 637.0644
| 662492913031 | 7" to 10" Dia Increasing Wye | FSWYE0710 | 810014767 |  |  |  |  | 958.0811 | 1197.6014
| 662492913048 | 7" to 12" Dia Increasing Wye | FSWYE0712 | 810014768 |  |  |  |  | 1011.9426 | 1264.9283
| 789665291281 | 7" Dia To 9" Eccentric Increaser | FS0709EI | 810014821 |  |  |  |  | 439.5297 | 549.4121
| 841211015908 | Tee Cap | FSTC7 | 810003323 | 1 | 4.6 | 1.2742 | --- | 86.1541 | 107.6927
| 841211007972 | Universal Condensate Drain | FSUCD7 | 810003324 | 1 | 4.3 | 1.2742 | --- | 259.8009 | 324.7511
| 841211028588 | IPS Drain Fitting | FSIPSDF07 | 810003325 | 1 | 6.4 | 1.1889 | --- | 220.086 | 275.1075
| 841211029653 | Horizontal Drain Fitting | FSHDF07 | 810003326 | 1 |  |  | --- | 179.8116 | 224.7645
| 841211015892 | 23° Bird Screen | FSBS7 | 810003327 | 1 | 8 | 1.9184 | --- | 133.202 | 166.5026
| 789665291380 | 7" Dia Termination Tee | FSTT7 | 810014714 | 1 |  |  |  | 446.2299 | 557.7873
| 789665314126 | Ø7" Insulated Wall Thimble | FSWTI07 | 810016488 |  |  |  |  | 481.2735 | 601.5919
| 789665314560 | 7" Dia Insulated Wall Pass Through | FSWPTI07 | 810016477 |  |  |  |  | 238.6572 | 298.3215
| 841211006081 | Wall Thimble Sleeve Extension | FSWTE7 | 810003330 | 1 | 2.6 | 0.7736 | --- | 70.873 | 88.5913
| 841211015953 | Firestop/ Flat Flashing | FSFS7 | 810003331 | 1 | 15.8 | 1.3 | --- | 74.8885 | 93.6106
| 841211015991 | Support Clamp | FSCL7 | 810003332 | 1 | 5.4 | 0.40175 | --- | 47.6084 | 59.5105
| 841211016035 | Wall Bracket | FSWB7 | 810003333 | 1 | 30 | 1.9047 | --- | 297.5017 | 371.8771
| 841211015984 | Rain Cap | FSRC7 | 810003334 | 1 | 8.2 | 3.8122 | --- | 305.6441 | 382.0552
| 662492911327 | 7" FasNSeal Flex Raincap | FSFLEXRC7 | 810013293 |  |  |  |  | 243.1927 | 303.9908
| 662492912157 | 7" Dia Top Cover Plate | FSFLEXTP7 | 810013330 |  |  |  |  | 86.5048 | 108.131
| 841211009587 | 7"x6" Termination Cone | FSCN0706 | 810003335 | 1 |  |  |  | 248.3712 | 310.4641
| 662492911693 | 7" Dia Vent Length W/ Support Plate | FSSP7 | 810012892 |  |  |  |  | 401.5127 | 501.8909
| 841211006562 | Storm Collar | FSC7 | 810003336 | 1 | 7 | 1.125 | --- | 66.166 | 82.7075
| 841211006241 | Roof Jack | FSVRJ7 | 810003337 | 1 | 8 | 2.8889 | --- | 182.9046 | 228.6308
| 841211016011 | Tall Cone Roof Jack | FSRJ7 | 810007023 | 1 | 8 |  |  | 159.1197 | 198.8996
| 841211015960 | Tall Cone Flashing | FSAF7 | 810005261 | 1 | 4 |  |  | 456.4659 | 570.5824
| 841211006357 | Variable Pitch Roof Flashing | FSVPF7 | 810003338 | 1 | 11.4 | 9.8958 | --- | 237.2696 | 296.587
| 662492910320 | 7" Flex Coupler | FSAFLEXC-7 | 810012817 | 1 |  |  |  | 185.6588 | 232.0735
| 841211024511 | Test Port | FSTP07 | 810003339 | 1 | 8.2 | 1.9103 | --- | 234.6394 | 293.2992
| 841211002700 | Single-to-Double Wall Adapter | FSA-SWDW7 | 810003340 | 1 | 3 | 0.64367 | --- | 238.0387 | 297.5484
| 662492797372 | FasNSeal Flexible Vent Male Adapter | FSASMM-7 | 810003341 | 1 | 8.8 | 1.9 | --- | 259.7945 | 324.7431
| 662492446263 | FasNSeal Flexible Vent Female Adapter | FSASMF-7 | 810003342 | 1 | 8.8 | 1.9 | --- | 259.7945 | 324.7431
| 789665306046 | 4" to 10" Dia Increasing Wye | FSWYE0410 | 810016450 |  |  |  |  | 694.2221 | 867.7777
8" Diameter
| 841211016097 | 6" Vent Length | FSVL608 | 810003343 | 1 | 2.4 | 0.64367 | --- | 109.5777 | 136.9721
| 841211016103 | 12" Vent Length | FSVL1208 | 810003344 | 1 | 4.4 | 1.2742 | --- | 133.0013 | 166.2516
| 841211016110 | 18" Vent Length | FSVL1808 | 810003345 | 1 | 6.2 | 1.9047 | --- | 200.6173 | 250.7716
| 841211016127 | 24" Vent Length | FSVL2408 | 810003346 | 1 | 8.2 | 2.5353 | --- | 220.4939 | 275.6174
| 841211016134 | 36" Vent Length | FSVL3608 | 810003347 | 1 | 6.4 | 2.1888 | --- | 317.1328 | 396.4161
| 841211016202 | 18" Adjustable Vent Length | FSAVL8 | 810003348 | 1 | 6.2 | 1.9047 | --- | 191.0917 | 238.8647
| 841211027246 | 36" Adjustable Vent Length | FSAVL3608 | 810003349 | 1 | 6.4 | 2.1888 | --- | 327.0154 | 408.7692
| 841211029318 | 2° Adjustable Vent Length | FSAVL08-2 | 810003350 | 1 |  |  | --- | 244.8239 | 306.0299
| 662492838242 | FasNSeal Flex 20' Length | 8FSFLEX-20 | 810003351 | 1 | 28 | 31.4 | --- | 2043.1776 | 2553.9719
| 662492628492 | FasNSeal Flex 25' Length | 8FSFLEX-25 | 810003352 | 1 | 35 | 31.4 | --- | 2481.9941 | 3102.4926
| 662492218723 | FasNSeal Flex 30' Length | 8FSFLEX-30 | 810003353 | 1 | 42 | 39.2 | --- | 2912.8683 | 3641.0854
| 662492876398 | FasNSeal Flex 35' Length | 8FSFLEX-35 | 810003354 | 1 | 49 | 39.2 | --- | 3367.5696 | 4209.462
| 662492301128 | FasNSeal Flex 50' Length | 8FSFLEX-50 | 810003355 | 1 | 140 | --- | --- | 4791.2414 | 5989.0518
| 841211016158 | 90° Elbow | FSELB9008 | 810003357 | 1 | 6 | 1.9184 | --- | 337.1433 | 421.4291
| 662492315774 | 88° Elbow | FSELB8808 | 810003358 | 1 | 6 | 1.9 | --- | 337.1433 | 421.4291
| 841211016141 | 45° Elbow | FSELB4508 | 810003359 | 1 | 8.2 | 2.5353 | --- | 264.374 | 330.4676
| 841211004087 | 30° Elbow | FSELB3008 | 810003360 | 1 | 3.8 | 1.2742 | --- | 244.7875 | 305.9843
| 841211007842 | 15° Elbow | FSELB1508 | 810003361 | 1 | 3.8 | 1.2742 | --- | 244.7875 | 305.9843
| 841211016165 | Standard Tee | FST8 | 810003362 | 1 | 13 | 3.8122 | --- | 282.3321 | 352.9151
| 662492149027 | Wide Mouth Boot Tee | FSWBT8 | 810003363 | 1 |  |  | --- | 471.5053 | 589.3817
| 841211009648 | Boot Tee | FSBT08 | 810003364 | 1 | 5.8 | 3.8122 | --- | 565.8064 | 707.258
| 662492772560 | Single-Wall Wye | FSWYE08 | 810005507 | 1 | 3 |  |  | 579.7614 | 724.7017
| 662492907597 | 8 to 10" Increasing Wye | FSWYE0810 | 810012532 | 1 |  |  |  | 922.0919 | 1152.6149
| 662492907603 | 8 to 12" Increasing Wye | FSWYE0812 | 810012533 | 1 |  |  |  | 995.3761 | 1244.2202
| 662492907610 | 8 to 14" Increasing Wye | FSWYE0814 | 810012557 | 1 |  |  |  | 1115.8299 | 1394.7874
| 841211016189 | Tee Cap | FSTC8 | 810003365 | 1 | 6 | 1.2742 | --- | 100.699 | 125.8738
| 841211007989 | Universal Condensate Drain | FSUCD8 | 810003366 | 1 | 5 | 1.2742 | --- | 304.7964 | 380.9955
| 841211025433 | IPS Drain Fitting | FSIPSDF08 | 810003367 | 1 | 7.2 | 1.2742 | --- | 225.8648 | 282.3311
| 841211028892 | Horizontal Drain Fitting | FSHDF08 | 810003368 | 1 |  |  | --- | 186.4561 | 233.0701
| 841211016172 | 23° Bird Screen | FSBS8 | 810003369 | 1 | 10 | 2.8889 | --- | 160.8419 | 201.0523
| 841211016400 | 8" Dia Termination Tee | FSTT8 | 810005266 | 1 |  |  |  | 522.916 | 653.645
| 789665316038 | 8" Dia Wall Thimble Term with Damper | FSWTTI08 | 810016552 |  |  |  |  | 520.8031 | 651.0039
| 789665314133 | Ø8" Insulated Wall Thimble | FSWTI08 | 810016489 |  |  |  |  | 537.3333 | 671.6666
| 789665314584 | 8" Dia Insulated Wall Pass Through | FSWPTI08 | 810016478 |  |  |  |  | 252.2793 | 315.3491
| 841211006098 | Wall Thimble Sleeve Extension | FSWTE8 | 810003373 | 1 | 3.2 | 0.7736 | --- | 79.7995 | 99.7494
| 841211016233 | Firestop/ Flat Flashing | FSFS8 | 810003374 | 1 | 15.6 | 1.9103 | --- | 83.1648 | 103.956
| 841211016264 | Support Clamp | FSCL8 | 810003375 | 1 | 5.8 | 0.64367 | --- | 62.5521 | 78.1901
| 841211016295 | Wall Bracket | FSWB8 | 810003376 | 1 | 33.2 | 2.8889 | --- | 325.833 | 407.2913
| 841211016257 | Rain Cap | FSRC8 | 810003377 | 1 | 6.6 | 2.3767 | --- | 338.4371 | 423.0464
| 662492911334 | 8" FasNSeal Flex Raincap | FSFLEXRC8 | 810013294 |  |  |  |  | 252.9857 | 316.2321
| 662492912164 | 8" Dia Top Cover Plate | FSFLEXTP8 | 810013331 |  |  |  |  | 83.2404 | 104.0506
| 662492911709 | 8" Dia Vent Length W/ Support Plate | FSSP8 | 810012893 |  |  |  |  | 439.0525 | 548.8156
| 841211016370 | 8" Termination Cone | FSCN0806 | 810003378 | 1 |  |  |  | 349.0256 | 436.2821
| 841211025365 | 8" x5" Termination Cone | FSCN0805 | 810003379 | 1 |  |  |  | 363.9749 | 454.9686
| 841211025358 | 8" x7" Terminat Cone | FSCN0807 | 810003380 | 1 |  |  |  | 293.8872 | 367.359
| 841211006579 | Storm Collar | FSC8 | 810003381 | 1 | 7.2 | 1.2742 | --- | 66.166 | 82.7075
| 841211006258 | Roof Jack | FSVRJ8 | 810003382 | 1 | 11.4 | 2.5353 | --- | 189.1063 | 236.3829
| 841211016394 | Tall Cone Roof Jack | FSRJ8 | 810005434 | 1 | 9 |  |  | 174.5229 | 218.1536
| 841211016240 | 8" Diameter Roof Flashing | FSAF8 | 810005262 | 1 |  |  |  | 494.5281 | 618.1601
| 841211006364 | Variable Pitch Roof Flashing | FSVPF8 | 810003383 | 1 | 11.8 | 7.0417 | --- | 260.8047 | 326.0059
| 662492909713 | 8" Flex Coupler | FDAFLEXC-8 | 810012564 | 1 |  |  |  | 197.4104 | 246.763
| 841211024498 | Test Port | FSTP08 | 810003384 | 1 | 9.4 | 1.9103 | --- | 290.9208 | 363.6509
| 841211002878 | Single-to-Double Wall Adapter | FSA-SWDW8 | 810003385 | 1 | 3.2 | 0.64367 | --- | 249.299 | 311.6238
| 662492607954 | FasNSeal Flexible Vent Male Adapter | FSASMM-8 | 810003386 | 1 | 2.4 | 0.6 | --- | 304.7932 | 380.9916
| 662492451083 | FasNSeal Flexible Vent Female Adapter | FSASMF-8 | 810003387 | 1 | 2.4 | 0.6 | --- | 304.7932 | 380.9916
| 662492900024 | SW Fixed Blade Damper | FSFBD08 | 810009497 | 1 |  |  |  | 1221.3168 | 1526.646
9" Diameter
| 841211016417 | 6" Vent Length | FSVL609 | 810003388 | 1 | 3 | 0.64367 | --- | 114.6863 | 143.3578
| 841211016424 | 12" Vent Length | FSVL1209 | 810003389 | 1 | 4.6 | 1.2742 | --- | 182.4585 | 228.0731
| 841211016431 | 18" Vent Length | FSVL1809 | 810003390 | 1 | 7 | 1.9047 | --- | 242.1328 | 302.666
| 841211016448 | 24" Vent Length | FSVL2409 | 810003391 | 1 | 8.8 | 2.5353 | --- | 307.6965 | 384.6206
| 841211016455 | 36" Vent Length | FSVL3609 | 810003392 | 1 | 7.2 | 2.1888 | --- | 431.5291 | 539.4114
| 841211016523 | 18" Adjustable Vent Length | FSAVL9 | 810003393 | 1 | 7 | 1.9047 | --- | 241.932 | 302.415
| 841211027253 | 36" Adjustable Vent Length | FSAVL3609 | 810003394 | 1 | 7.2 | 0 | --- | 445.0032 | 556.254
| 841211029493 | 2° Adjustable Vent Length | FSAVL09-2 | 810003395 | 1 |  |  | --- | 281.9545 | 352.4432
| 841211016479 | 90° Elbow | FSELB9009 | 810003397 | 1 | 7 | 2.8889 | --- | 369.4232 | 461.779
| 662492440193 | 88° Elbow | FSELB8809 | 810003398 | 1 | 7 | 2.9 | --- | 369.4232 | 461.779
| 841211016462 | 45° Elbow | FSELB4509 | 810003399 | 1 | 5 | 1.9047 | --- | 280.8375 | 351.0468
| 841211004094 | 30° Elbow | FSELB3009 | 810003400 | 1 | 4.1 | 1.2742 | --- | 260.0463 | 325.0578
| 841211007859 | 15° Elbow | FSELB1509 | 810003401 | 1 | 4.1 | 1.9047 | --- | 260.0463 | 325.0578
| 841211016486 | Standard Tee | FST9 | 810003402 | 1 | 8.5 | 3.8122 | --- | 340.0433 | 425.0542
| 662492777176 | Wide Mouth Boot Tee | FSWBT9 | 810003403 | 1 |  |  | --- | 567.832 | 709.79
| 841211009884 | Boot Tee | FSBT09 | 810003404 | 1 | 6.5 | 1.9047 | --- | 681.3984 | 851.748
| 662492462256 | Single-Wall Wye | FSWYE09 | 810005508 | 1 | 3 |  |  | 879.6078 | 1099.5098
| 662492907627 | 9 to 14" Increasing Wye | FSWYE0914 | 810012585 | 1 |  |  |  | 1140.1492 | 1425.1865
| 841211016509 | Tee Cap | FSTC9 | 810003405 | 1 | 2.6 | 0.64367 | --- | 127.625 | 159.5313
| 841211007996 | Universal Condensate Drain | FSUCD9 | 810003406 | 1 | 6 | 1.2742 | --- | 326.123 | 407.6538
| 841211031229 | IPS Drain Fitting | FSIPSDF09 | 810003407 | 1 | 8.1 | 2 | --- | 236.2541 | 295.3176
| 662492782484 | Horizontal Drain Fitting | FSHDF09 | 810003408 | 1 |  |  | --- | 198.3854 | 247.9817
| 841211016493 | 23° Bird Screen | FSBS9 | 810003409 | 1 | 14 | 5.7507 | --- | 170.8805 | 213.6007
| 789665275571 | 9" Dia Termination Tee | FSTT9 | 810014786 | 1 |  |  |  | 570.5716 | 713.2145
| 789665314140 | Ø9" Insulated Wall Thimble | FSWTI09 | 810016490 |  |  |  |  | 586.7708 | 733.4635
| 789665314591 | 9" Dia Insulated Wall Pass Through | FSWPTI09 | 810016479 |  |  |  |  | 258.4424 | 323.053
| 841211006104 | Wall Thimble Sleeve Extension | FSWTE9 | 810003412 | 1 | 3.6 | 1.125 | --- | 86.0426 | 107.5532
| 841211016554 | Firestop/ Flat Flashing | FSFS9 | 810003413 | 1 | 18 | 5.1817 | --- | 91.7758 | 114.7197
| 841211016592 | Support Clamp | FSCL9 | 810003414 | 1 | 6.4 | 0.40175 | --- | 73.7508 | 92.1885
| 841211016639 | Wall Bracket | FSWB9 | 810003415 | 1 | 37 | 2.8889 | --- | 345.665 | 432.0812
| 841211016585 | Rain Cap | FSRC9 | 810003416 | 1 | 8.1 | 5.1817 | --- | 379.2388 | 474.0485
| 662492911341 | 9" FasNSeal Flex Raincap | FSFLEXRC9 | 810013295 |  |  |  |  | 254.6178 | 318.2723
| 662492912171 | 9" Dia Top Cover Plate | FSFLEXTP9 | 810013332 |  |  |  |  | 200.7564 | 250.9454
| 662492911716 | 9" Dia Vent Length W/ Support Plate | FSSP9 | 810012894 |  |  |  |  | 523.9251 | 654.9064
| 662492472231 | 9" Termination Cone | FSCN0907 | 810003417 | 1 |  |  |  | 374.3038 | 467.8798
| 841211027697 | 9" x 8" Termination Cone | FSCN0908 | 810003418 | 1 |  |  |  | 326.6495 | 408.3119
| 841211006586 | Storm Collar | FSC9 | 810003419 | 1 | 7.4 | 0.76749 | --- | 86.0203 | 107.5253
| 841211006265 | Roof Jack | FSVRJ9 | 810003420 | 1 | 12.8 | 2.2969 | --- | 193.501 | 241.8763
| 841211016615 | Tall Cone Roof Jack | FSRJ9 | 810005290 | 1 | 10 |  |  | 183.5095 | 229.3869
| 841211016561 | Tall Cone Flashing | FSAF9 | 810005263 | 1 | 5 |  |  | 530.4747 | 663.0933
| 841211006371 | Variable Pitch Roof Flashing | FSVPF9 | 810003421 | 1 | 12.6 | 9.8958 | --- | 276.4651 | 345.5813
| 662492908815 | 9" Flex Coupler | FSAFLEXC-9 | 810012565 | 1 |  |  |  | 211.7735 | 264.7168
| 841211026485 | Test Port | FSTP09 | 810003422 | 1 | 13 | 2.5353 | --- | 302.9002 | 378.6253
| 841211003028 | Single-to-Double Wall Adapter | FSA-SWDW9 | 810003423 | 1 | 7.2 | 1.2742 | --- | 272.0109 | 340.0136
| 662492318065 | FasNSeal Flexible Vent Male Adapter | FSASMM-9 | 810003424 | 1 | 2.8 | 0.6 | --- | 326.1241 | 407.6551
| 662492687116 | FasNSeal Flexible Vent Female Adapter | FSASMF-9 | 810003425 | 1 | 2.8 | 0.6 | --- | 326.1241 | 407.6551
| 662492904510 | 9" Dia to 16" Eccentric Increaser | FS0916EI | 810012512 | 1 |  |  |  | 870.6134 | 1088.2667
10" Diameter
| 841211016707 | 6" Vent Length | FSVL610 | 810003426 | 1 | 3.2 | 1.0833 | --- | 125.9965 | 157.4956
| 841211016714 | 12" Vent Length | FSVL1210 | 810003427 | 1 | 3 | 1.0833 | --- | 190.1771 | 237.7214
| 841211016721 | 18" Vent Length | FSVL1810 | 810003428 | 1 | 4.2 | 1.1564 | --- | 247.0629 | 308.8286
| 841211016738 | 24" Vent Length | FSVL2410 | 810003429 | 1 | 5.4 | 1.5392 | --- | 312.0912 | 390.114
| 841211016745 | 36" Vent Length | FSVL3610 | 810003430 | 1 | 7.6 | 2.1888 | --- | 497.9405 | 622.4256
| 841211016813 | 18" Adjustable Vent Length | FSAVL10 | 810003431 | 1 | 4.2 | 1.1564 | --- | 249.3383 | 311.6729
| 841211027260 | 36" Adjustable Vent Length | FSAVL3610 | 810003432 | 1 | 7.6 | 2.1888 | --- | 513.4893 | 641.8616
| 841211028540 | 2° Adjustable Vent Length | FSAVL10-2 | 810003433 | 1 |  |  | --- | 649.0712 | 811.3391
| 662492962916 | FasNSeal Flex 10' Length | 10FSFLEX-10 | 810016602 |  |  |  |  | 1413.4848 | 1766.856
| 841211016769 | 90° Elbow | FSELB9010 | 810003435 | 1 | 4.6 | 1.9184 | --- | 376.1156 | 470.1445
| 841211028328 | 88° Elbow | FSELB8810 | 810003436 | 1 | 4.6 | 1.9 | --- | 376.1156 | 470.1445
| 841211016752 | 45° Elbow | FSELB4510 | 810003437 | 1 | 6.6 | 2.8889 | --- | 281.9975 | 352.4969
| 841211004100 | 30° Elbow | FSELB3010 | 810003438 | 1 | 4.4 | 1.2742 | --- | 295.137 | 368.9212
| 841211007866 | 15° Elbow | FSELB1510 | 810003439 | 1 | 4.4 | 1.2742 | --- | 295.137 | 368.9212
| 841211016776 | Standard Tee | FST10 | 810003440 | 1 | 10 | 3.8122 | --- | 409.6894 | 512.1118
| 662192762745 | Wide Mouth Boot Tee | FSWBT10 | 810003441 | 1 |  |  | --- | 684.1691 | 855.2113
| 841211009006 | Boot Tee | FSBT10 | 810003442 | 1 | 7.2 | 3.5072 | --- | 821.0029 | 1026.2536
| 662492693612 | Single-Wall Wye | FSWYE10 | 810005509 | 1 | 3 |  |  | 955.9769 | 1194.9711
| 662492903391 | 10 to 12" Increasing Wye | FSWYE1012 | 810010236 | 1 |  |  |  | 1048.4215 | 1310.5269
| 662492907634 | 10 to 14" Increasing Wye | FSWYE1014 | 810012534 | 1 |  |  |  | 1160.3881 | 1450.4851
| 662492903995 | 10 to 16" Increasing Wye | FSWYE1016 | 810010311 | 1 |  |  |  | 1398.521 | 1748.1513
| 841211016790 | Tee Cap | FSTC10 | 810003443 | 1 | 7.8 | 1.9047 | --- | 154.1717 | 192.7146
| 841211008009 | Universal Condensate Drain | FSUCD10 | 810003444 | 1 | 3.1 | 0.7736 | --- | 349.4128 | 436.7659
| 841211025426 | IPS Drain Fitting | FSIPSDF10 | 810003445 | 1 | 9 | 1.9047 | --- | 249.4902 | 311.8628
| 841211028983 | Horizontal Drain Fitting | FSHDF10 | 810003446 | 1 |  |  | --- | 213.6241 | 267.0301
| 841211016783 | 23° Bird Screen | FSBS10 | 810003447 | 1 | 6 | 2.8889 | --- | 199.0111 | 248.7639
| 841211016868 | 10" Dia Termination Tee | FSTT10 | 810009492 |  |  |  |  | 588.1889 | 735.2361
| 789665314157 | Ø10" Insulated Wall Thimble | FSWTI10 | 810016491 |  |  |  |  | 635.6471 | 794.5589
| 789665314607 | 10" Dia Insulated Wall Pass Through | FSWPTI10 | 810016480 |  |  |  |  | 277.9623 | 347.4529
| 841211006111 | Wall Thimble Sleeve Extension | FSWTE10 | 810003450 | 1 | 4.2 | 1.9103 | --- | 93.7612 | 117.2015
| 841211016844 | Firestop/ Flat Flashing | FSFS10 | 810003451 | 1 | 18.2 | 1.5 | --- | 100.2752 | 125.344
| 841211016882 | Support Clamp | FSCL10 | 810003452 | 1 | 7 | 0.64367 | --- | 73.7508 | 92.1885
| 841211016936 | Wall Bracket | FSWB10 | 810003453 | 1 | 6.8 | 0.79531 | --- | 368.3301 | 460.4126
| 662492908570 | Rain Cap | FSRC10 | 810012600 | 1 | 9.5 | 5.1817 | --- | 766.7097 | 958.3872
| 662492911358 | 10" FasNSeal Flex Raincap | FSFLEXRC10 | 810013296 |  |  |  |  | 308.4793 | 385.5991
| 662492912188 | 10" Dia Top Cover Plate | FSFLEXTP10 | 810013333 |  |  |  |  | 200.7564 | 250.9454
| 662492911686 | 10" Dia Vent Length W/ Support Plate | FSSP10 | 810012895 |  |  |  |  | 558.2006 | 697.7508
| 841211016998 | 10" Termination Cone | FSCN1008 | 810003455 | 1 |  |  |  | 407.3907 | 509.2384
| 841211026997 | 10" x 5" Termination Cone | FSCN1005 | 810003456 | 1 |  |  |  | 544.4731 | 680.5914
| 841211026522 | 10" x 6" Termination Cone | FSCN1006 | 810003457 | 1 |  |  |  | 515.6247 | 644.5309
| 841211027000 | 10" x7" Termination Cone | FSCN1007 | 810003458 | 1 |  |  |  | 478.5667 | 598.2083
| 841211024214 | 10" x 9" Termination Cone | FSCN1009 | 810003459 | 1 |  |  |  | 344.6917 | 430.8646
| 841211006593 | Storm Collar | FSC10 | 810003460 | 1 | 7.6 | 1.9103 | --- | 99.7621 | 124.7026
| 841211006272 | Roof Jack | FSVRJ10 | 810003461 | 1 | 14.2 | 3.0417 | --- | 203.272 | 254.09
| 841211016905 | Tall Cone Roof Jack | FSRJ10 | 810005291 | 1 | 6.2 |  |  | 195.7656 | 244.707
| 841211016851 | Tall Cone Flashing | FSAF10 | 810005264 | 1 | 5.4 |  |  | 568.2221 | 710.2776
| 841211006388 | Variable Pitch Roof Flashing | FSVPF10 | 810003462 | 1 | 13 | 7.0417 | --- | 333.217 | 416.5213
| 662492909775 | 10" Flex Coupler | FSAFLEXC-10 | 810012566 | 1 |  |  |  | 223.0354 | 278.7943
| 841211023996 | Test Port | FSTP10 | 810003463 | 1 | 3.6 | 0.7736 | --- | 342.8765 | 428.5956
| 841211003189 | Single-to-Double Wall Adapter | FSA-SWDW10 | 810003464 | 1 | 6 | 1.125 | --- | 280.5305 | 350.6631
| 662492814192 | FasNSeal Flexible Vent Male Adapter | FSASMM-10 | 810003465 | 1 | 3.4 | 1.1 | --- | 349.4096 | 436.762
| 662492168189 | FasNSeal Flexible Vent Female Adapter | FSASMF-10 | 810003466 | 1 | 3.4 | 1.1 | --- | 349.4096 | 436.762
| 662492900031 | SW Fixed Blade Damper | FSFBD10 | 810009499 | 1 |  |  |  | 1390.2133 | 1737.7666
| 662492944882 | 10" Dia To 8" Branch Tee | FST10B08 | 810014503 |  |  |  |  | 500.7848 | 625.981
| 662492908280 | 10" Dia To 10" PVC Eccentric Increaser | FS1010PVCEI | 810012863 |  |  |  |  | 293.2185 | 366.5232
12" Diameter
| 841211017018 | 6" Vent Length | FSVL612 | 810003467 | 1 | 3.6 | 1.0833 | --- | 137.1952 | 171.494
| 841211017025 | 12" Vent Length | FSVL1212 | 810003468 | 1 | 3.6 | 1.0833 | --- | 226.0932 | 282.6165
| 841211017032 | 18" Vent Length | FSVL1812 | 810003469 | 1 | 5.4 | 2.3472 | --- | 283.7375 | 354.6719
| 841211017049 | 24" Vent Length | FSVL2412 | 810003470 | 1 | 6.6 | 2.3472 | --- | 359.2284 | 449.0354
| 841211017056 | 36" Vent Length | FSVL3612 | 810003471 | 1 | 10.4 | 3.5697 | --- | 511.7716 | 639.7145
| 841211017124 | 18" Adjustable Vent Length | FSAVL12 | 810003472 | 1 | 5.4 | 2.3472 | --- | 269.7503 | 337.1879
| 841211028571 | 36" Adjustable Vent Length | FSAVL3612 | 810003473 | 1 | 10.4 | 3 | --- | 527.7665 | 659.7082
| 841211029530 | 2° Adjustable Vent Length | FSAVL12-2 | 810003474 | 1 |  |  | --- | 330.2045 | 412.7556
| 662492962978 | FasNSeal Flex 10' Length | 12FSFLEX-10 | 810016603 |  |  |  |  | 1616.16 | 2020.2
| 841211017070 | 90° Elbow | FSELB9012 | 810003476 | 1 | 5.6 | 2.8432 | --- | 439.7385 | 549.6731
| 841211028373 | 88° Elbow | FSELB8812 | 810003477 | 1 | 5.6 | 2.8 | --- | 439.747 | 549.6838
| 841211017063 | 45° Elbow | FSELB4512 | 810003478 | 1 | 4 | 1.9184 | --- | 356.6406 | 445.8008
| 841211004117 | 30° Elbow | FSELB3012 | 810003479 | 1 | 3.6 | 1.9184 | --- | 330.2054 | 412.7568
| 841211007873 | 15° Elbow | FSELB1512 | 810003480 | 1 | 3.6 | 1.9184 | --- | 330.2054 | 412.7568
| 841211017087 | Standard Tee | FST12 | 810003481 | 1 | 5.8 | 2.8889 | --- | 463.1621 | 578.9526
| 662492455944 | Wide Mouth Boot Tee | FSWBT12 | 810003482 | 1 |  |  | --- | 773.4686 | 966.8358
| 841211009310 | Boot Tee | FSBT12 | 810003483 | 1 | 9.6 | 5.1817 | --- | 928.1624 | 1160.2029
| 662492424568 | Single-Wall Wye | FSWYE12 | 810005510 | 1 | 3 |  |  | 1113.6279 | 1392.0349
| 662492903384 | 12 to 14" Increasing Wye | FSWYE1214 | 810010055 | 1 |  |  |  | 1341.5584 | 1676.948
| 841211017100 | Tee Cap | FSTC12 | 810003484 | 1 | 3 | 0.79531 | --- | 184.8901 | 231.1126
| 841211008016 | Universal Condensate Drain | FSUCD12 | 810003485 | 1 | 4.8 | 1.9103 | --- | 389.5451 | 486.9314
| 841211025419 | IPS Drain Fitting | FSIPSDF12 | 810003486 | 1 | 3.6 | 0.79551 | --- | 263.5338 | 329.4172
| 66249359389 | Horizontal Drain Fitting | FSHDF12 | 810003487 | 1 |  |  | --- | 229.7607 | 287.2009
| 841211017094 | 23° Bird Screen | FSBS12 | 810003488 | 1 | 3.6 | 1.9184 | --- | 254.0007 | 317.5009
| 789665291403 | 12" Dia Termination Tee | FSTT12 | 810014798 | 1 |  |  |  | 604.6413 | 755.8016
| 789665314164 | Ø12" Insulated Wall Thimble | FSWTI12 | 810016492 |  |  |  |  | 763.0725 | 953.8406
| 789665314614 | 12" Dia Insulated Wall Pass Through | FSWPTI12 | 810016481 |  |  |  |  | 356.8685 | 446.0856
| 841211006128 | Wall Thimble Sleeve Extension | FSWTE12 | 810003491 | 1 | 4.6 | 1.9103 | --- | 107.9715 | 134.9644
| 841211017155 | Firestop/ Flat Flashing | FSFS12 | 810003492 | 1 | 20.2 | 1.5 | --- | 113.2585 | 141.5732
| 841211017193 | Support Clamp | FSCL12 | 810003493 | 1 | 8 | 0.64367 | --- | 113.147 | 141.4338
| 841211017230 | Wall Bracket | FSWB12 | 810003494 | 1 | 8.8 | 1.9184 | --- | 453.3242 | 566.6552
| 662492908945 | Rain Cap | FSRC12 | 810009873 | 1 | 17 | 9.8958 | --- | 866.2718 | 1082.8398
| 662492911365 | 12" FasNSeal Flex Raincap | FSFLEXRC12 | 810013297 |  |  |  |  | 326.4331 | 408.0414
| 662492912195 | 12" Dia Top Cover Plate | FSFLEXTP12 | 810013334 |  |  |  |  | 200.7564 | 250.9454
| 662492911723 | 12" Dia Vent Length W/ Support Plate | FSSP12 | 810012896 |  |  |  |  | 615.3264 | 769.158
| 662492750650 | Termination Cone | FSCN1210 | 810003496 | 1 |  |  | --- | 473.902 | 592.3775
| 841211008627 | 12"x5" termination Cone | FSCN1205 | 810003497 | 1 |  |  |  | 727.6825 | 909.6031
| 662492399750 | 12"x6" Termination Cone | FSCN1206 | 810003498 | 1 |  |  |  | 695.722 | 869.6526
| 841211025273 | 12' x 7" Termination Cone | FSCN1207 | 810003499 | 1 |  |  |  | 666.74 | 833.425
| 841211027703 | 12"x11" Termination Cone | FSCN1211 | 810003500 | 1 |  |  |  | 473.9081 | 592.3852
| 841211006609 | Storm Collar | FSC12 | 810003501 | 1 | 6.8 | 0.76749 | --- | 111.3177 | 139.1472
| 841211006289 | Roof Jack | FSVRJ12 | 810003502 | 1 | 7 | 2.8889 | --- | 244.4752 | 305.5939
| 841211017216 | Tall Cone Roof Jack | FSRJ12 | 810005292 | 1 | 6.5 |  |  | 244.4404 | 305.5505
| 841211017186 | Tall Cone Flashing | FSAF12 | 810005269 | 1 | 6.6 |  |  | 682.0414 | 852.5517
| 841211006395 | Variable Pitch Roof Flashing | FSVPF12 | 810003503 | 1 | 9.2 | 9.8958 | --- | 354.856 | 443.5699
| 662492910337 | 12" Flex Coupler | FSAFLEXC-12 | 810012567 | 1 |  |  |  | 281.5485 | 351.9357
| 841211026492 | Test Port | FSTP12 | 810003504 | 1 | 6 | 1.125 | --- | 354.4661 | 443.0826
| 662492908495 | 12" Dia Aerco MLX EXT 2295-3060 | FSA-12MLXEXT | 810012860 | 1 |  |  |  | 390.3324 | 487.9155
| 841211003370 | Single-to-Double Wall Adapter | FSA-SWDW12 | 810003505 | 1 | 8.4 | 1.9184 | --- | 323.0222 | 403.7778
| 662492776995 | FasNSeal Flexible Vent Male Adapter | FSASMM-12 | 810003506 | 1 | 2.4 | 1.1 | --- | 389.543 | 486.9288
| 662492468142 | FasNSeal Flexible Vent Female Adapter | FSASMF-12 | 810003507 | 1 | 2.4 | 1.1 | --- | 389.543 | 486.9288
| 662492900048 | SW Fixed Blade Damper | FSFBD12 | 810009500 | 1 |  |  |  | 1589.8271 | 1987.2839
14" Diameter
| 841211017308 | 6" Vent Length | FSVL614 | 810003508 | 1 | 4.8 | 1.9184 | --- | 171.4382 | 214.2978
| 841211017315 | 12" Vent Length | FSVL1214 | 810003509 | 1 | 9.6 | 3.8122 | --- | 244.0067 | 305.0084
| 841211017322 | 18" Vent Length | FSVL1814 | 810003510 | 1 | 7.2 | 2.8889 | --- | 336.4963 | 420.6204
| 841211017339 | 24" Vent Length | FSVL2414 | 810003511 | 1 | 9.6 | 3.8122 | --- | 392.6237 | 490.7796
| 841211017346 | 36" Vent Length | FSVL3614 | 810003512 | 1 | 13.8 | 5.8294 | --- | 578.0268 | 722.5335
| 841211017414 | 18" Adjustable Vent Length | FSAVL14 | 810003513 | 1 | 7.2 | 2.8889 | --- | 318.9175 | 398.6469
| 841211027284 | 36" Adjustable Vent Length | FSAVL3614 | 810003514 | 1 | 13.8 | 5.8 | --- | 596.0518 | 745.0648
| 841211029325 | 2° Adjustable Vent Length | FSAVL14-2 | 810003515 | 1 |  |  | --- | 436.0764 | 545.0955
| 841211017360 | 90° Elbow | FSELB9014 | 810003516 | 1 | 8.4 | 2.8889 | --- | 468.7168 | 585.896
| 662492461037 | 88° Elbow | FSELB8814 | 810003517 | 1 | 8.4 | 2.9 | --- | 468.7264 | 585.908
| 841211017353 | 45° Elbow | FSELB4514 | 810003518 | 1 | 6 | 2.8889 | --- | 411.9872 | 514.9839
| 841211004124 | 30° Elbow | FSELB3014 | 810003519 | 1 | 4.4 | 1.9184 | --- | 381.4696 | 476.837
| 841211007880 | 15° Elbow | FSELB1514 | 810003520 | 1 | 4.4 | 1.9184 | --- | 381.4696 | 476.837
| 841211017377 | Standard Tee | FST14 | 810003521 | 1 | 9.8 | 3.8122 | --- | 658.1354 | 822.6693
| 662492572641 | Wide Mouth Boot Tee | FSWBT14 | 810003522 | 1 |  |  | --- | 1099.0786 | 1373.8482
| 841211009662 | Boot Tee | FSBT14 | 810003523 | 1 | 13.8 | 9.8958 | --- | 1318.8943 | 1648.6179
| 662492450871 | Single-Wall Wye | FSWYE14 | 810007018 | 1 | 3 |  |  | 1505.4738 | 1881.8423
| 789665275267 | 14" to 20" Dia Increasing Wye | FSWYE1420 | 810013216 | 1 |  |  |  | 1988.1082 | 2485.1352
| 841211017391 | Tee Cap | FSTC14 | 810003524 | 1 | 3.6 | 1.2742 | --- | 214.9615 | 268.7018
| 841211008023 | Universal Condensate Drain | FSUCD14 | 810003525 | 1 | 6.2 | 1.9103 | --- | 473.4685 | 591.8356
| 662492534281 | IPS Drain Fitting | FSIPSDF14 | 810003526 | 1 | 4 | 1.3 | --- | 291.9182 | 364.8978
| 662492359389 | Horizontal Drain Fitting | FSHDF14 | 810003527 | 1 |  |  | --- | 262.4187 | 328.0234
| 841211017384 | 23° Bird Screen | FSBS14 | 810003528 | 1 | 5 | 1.9184 | --- | 356.3506 | 445.4382
| 789665281039 | 14" Dia Termination Tee | FSTT14 | 810014800 | 1 |  |  |  | 658.4747 | 823.0934
| 789665314171 | Ø14" Insulated Wall Thimble | FSWTI14 | 810016493 |  |  |  |  | 965.6796 | 1207.0995
| 789665314621 | 14" Dia Insulated Wall Pass Through | FSWPTI14 | 810016482 |  |  |  |  | 540.7006 | 675.8757
| 841211006135 | Wall Thimble Sleeve Extension | FSWTE14 | 810003531 | 1 | 10 | 1.9103 | --- | 122.3157 | 152.8946
| 841211017452 | Firestop/ Flat Flashing | FSFS14 | 810003532 | 1 | 22.6 | 1.6 | --- | 130.1012 | 162.6265
| 841211017483 | Support Clamp | FSCL14 | 810003533 | 1 | 8.4 | 0.64367 | --- | 128.1604 | 160.2005
| 841211017513 | Wall Bracket | FSWB14 | 810003534 | 1 | 10 | 1.9184 | --- | 495.8212 | 619.7765
| 662492909072 | Rain Cap | FSRC14 | 810009874 | 1 |  |  |  | 1385.3005 | 1731.6256
| 841211017551 | Termination Cone | FSCN1412 | 810003535 | 1 |  |  | --- | 764.9697 | 956.2121
| 841211027666 | 14" x 8" Termination Cone | FSCN1408 | 810003536 | 1 |  |  |  | 1079.3238 | 1349.1547
| 841211027710 | 14" x 13" Termination Cone | FSCN1413 | 810003537 | 1 |  |  |  | 764.9697 | 956.2121
| 662492911730 | 14" Dia Vent Length W/ Support Plate | FSSP14 | 810012897 |  |  |  |  | 685.5095 | 856.8869
| 841211006616 | Storm Collar | FSC14 | 810003538 | 1 | 7.4 | 0.76749 | --- | 127.1342 | 158.9178
| 841211006296 | Roof Jack | FSVRJ14 | 810003539 | 1 | 10.3 | 3.5072 | --- | 268.8134 | 336.0167
| 841211017506 | Tall Cone Roof Jack | FSRJ14 | 810005293 | 1 | 7.4 |  |  | 268.8302 | 336.0378
| 841211017476 | Tall Cone Flashing | FSAF14 | 810005270 | 1 | 7.4 |  |  | 795.5109 | 994.3887
| 841211006401 | Variable Pitch Roof Flashing | FSVPF14 | 810003540 | 1 | 10 | 9.8958 | --- | 394.3191 | 492.8989
| 841211026508 | Test Port | FSTP14 | 810003541 | 1 | 7 | 1.9103 | --- | 474.5392 | 593.1741
| 841211003523 | Single-to-Double Wall Adapter | FSA-SWDW14 | 810003542 | 1 | 4.5 | 1.1889 | --- | 365.5139 | 456.8924
| 662492900055 | SW Fixed Blade Damper | FSFBD14 | 810009501 | 1 |  |  |  | 1821.6926 | 2277.1157
16" Diameter
| 841211017575 | 6" Vent Length | FSVL616 | 810003543 | 1 | 6.8 | 1.9047 | --- | 205.3689 | 256.7112
| 841211017582 | 12" Vent Length | FSVL1216 | 810003544 | 1 | 6 | 1.9103 | --- | 256.6108 | 320.7635
| 841211017599 | 18" Vent Length | FSVL1816 | 810003545 | 1 | 8.2 | 2.8556 | --- | 370.0701 | 462.5876
| 841211017605 | 24" Vent Length | FSVL2416 | 810003546 | 1 | 10.8 | 3.8009 | --- | 427.5136 | 534.392
| 841211017612 | 36" Vent Length | FSVL3616 | 810003547 | 1 | 15.8 | 5.8294 | --- | 646.5352 | 808.169
| 841211017681 | 18" Adjustable Vent Length | FSAVL16 | 810003548 | 1 | 8.2 | 2.8556 | --- | 372.3456 | 465.4319
| 841211027291 | 36" Adjustable Vent Length | FSAVL3616 | 810003549 | 1 | 15.8 | 5.8 | --- | 666.7018 | 833.3772
| 841211029547 | 2° Adjustable Vent Length | FSAVL16-2 | 810003550 | 1 |  |  | --- | 526.1828 | 657.7284
| 841211017636 | 90° Elbow | FSELB9016 | 810003551 | 1 | 10.4 | 3.8122 | --- | 829.0383 | 1036.2978
| 662492661024 | 88° Elbow | FSELB8816 | 810003552 | 1 | 10.4 | 3.8 | --- | 829.0383 | 1036.2978
| 841211017629 | 45° Elbow | FSELB4516 | 810003553 | 1 | 6.8 | 3.8122 | --- | 590.0955 | 737.6194
| 841211004131 | 30° Elbow | FSELB3016 | 810003554 | 1 | 5 | 1.9184 | --- | 546.3715 | 682.9644
| 841211007897 | 15° Elbow | FSELB1516 | 810003555 | 1 | 5 | 1.9184 | --- | 546.3715 | 682.9644
| 841211017643 | Standard Tee | FST16 | 810003556 | 1 | 13.4 | 9.8958 | --- | 906.6038 | 1133.2547
| 662492357675 | Wide Mouth Boot Tee | FSWBT16 | 810003557 | 1 |  |  | --- | 1514.0104 | 1892.513
| 841211025242 | Boot Tee | FSBT16 | 810003558 | 1 | 16 | 9.8958 | --- | 1816.8125 | 2271.0156
| 662492747728 | Single-Wall Wye | FSWYE16 | 810009330 | 1 |  |  |  | 1565.0509 | 1956.3136
| 841211017667 | Tee Cap | FSTC16 | 810003559 | 1 | 4 | 1.9047 | --- | 242.289 | 302.8612
| 841211008030 | Universal Condensate Drain | FSUCD16 | 810003560 | 1 | 7 | 1.9103 | --- | 523.2157 | 654.0196
| 662492235966 | IPS Drain Fitting | FSIPSDF16 | 810003561 | 1 | 4.5 | 1.9 | --- | 320.409 | 400.5112
| 662492525067 | Horizontal Drain Fitting | FSHDF16 | 810003562 | 1 |  |  | --- | 295.1794 | 368.9742
| 841211017650 | 23° Bird Screen | FSBS16 | 810003563 | 1 | 6 | 3.8122 | --- | 468.7168 | 585.896
| 789665291434 | 16" Dia Termination Tee | FSTT16 | 810014815 | 1 |  |  |  | 559.0929 | 698.8662
| 789665314188 | Ø16" Insulated Wall Thimble | FSWTI16 | 810016494 |  |  |  |  | 1162.2562 | 1452.8203
| 789665314638 | 16" Dia Insulated Wall Pass Through | FSWPTI16 | 810016483 |  |  |  |  | 562.098 | 702.6225
| 841211006142 | Wall Thimble Sleeve Extension | FSWTE16 | 810003566 | 1 | 11 | 1.9103 | --- | 136.7044 | 170.8805
| 841211017742 | Firestop/ Flat Flashing | FSFS16 | 810003567 | 1 | 25.2 | 1.8 | --- | 135.6336 | 169.542
| 841211017711 | Support Clamp | FSCL16 | 810003568 | 1 | 10 | 0.64367 | --- | 148.7954 | 185.9943
| 841211017780 | Wall Bracket | FSWB16 | 810003569 | 1 | 12 | 3.8122 | --- | 524.1526 | 655.1908
| 662492909102 | Rain Cap | FSRC16 | 810009875 | 1 |  |  |  | 1910.8578 | 2388.5722
| 841211017827 | Termination Cone | FSCN1614 | 810003570 | 1 |  |  | --- | 941.6884 | 1177.1105
| 841211027727 | 16" x 15" Termination Cone | FSCN1615 | 810003571 | 1 |  |  |  | 941.6877 | 1177.1096
| 662492911747 | 16" Dia Vent Length W/ Support Plate | FSSP16 | 810012898 |  |  |  |  | 799.7611 | 999.7014
| 841211006623 | Storm Collar | FSC16 | 810003572 | 1 | 7.6 | 5.1817 | --- | 148.5278 | 185.6597
| 841211006302 | Roof Jack | FSVRJ16 | 810003573 | 1 | 11.7 | 9.8958 | --- | 293.1962 | 366.4952
| 841211017773 | Tall Cone Roof Jack | FSRJ16 | 810005294 | 1 |  |  |  | 293.2026 | 366.5033
| 841211017766 | Tall Cone Flashing | FSAF16 | 810005271 | 1 | 8.4 |  |  | 909.1379 | 1136.4223
| 841211006418 | Variable Pitch Roof Flashing | FSVPF16 | 810003574 | 1 | 10.8 | 10.6337 | --- | 433.2915 | 541.6143
| 841211024429 | Test Port | FSTP16 | 810003575 | 1 | 7.8 | 1.9103 | --- | 548.6321 | 685.7901
| 841211003660 | Single-to-Double Wall Adapter | FSA-SWDW16 | 810003576 | 1 | 5 | 1.9047 | --- | 399.4861 | 499.3576
| 662492900062 | SW Fixed Blade Damper | FSFBD16 | 810009502 | 1 |  |  |  | 2201.2526 | 2751.5658

## ComFNS 6-16-316
Commercial 6-16 FasNSeal Gas Vent System - 316
0.8
UPC-A Listing | Description | Order # | Stock # | Pcs/ Ctn | Lbs/ Ctn | Cube | Plt Qty | M.A.P. | 05/12/2025 MSRP (ea.)
0.8
| 6" Diameter | [8 empty] | `
662492942857 | 6" Vent Length -316 | FSVL606B | 810014978 | 1 | 1.6 | 0.37583 | --- | 67.7051 | 84.6313
662492942840 | 12" Vent Length -316 | FSVL1206B | 810014979 | 1 | 3 | 0.79531 | --- | 74.5331 | 93.1663
662492942833 | 18" Vent Length -316 | FSVL1806B | 810014980 | 1 | 3.6 | 1.1889 | --- | 111.1546 | 138.9433
662492942826 | 24" Vent Length -316 | FSVL2406B | 810014981 | 1 | 5.6 | 1.5824 | --- | 128.4139 | 160.5174
662492930526 | 36" Vent Length -316 | FSVL3606B | 810014982 | 1 | 4 | 1.1293 | --- | 172.4243 | 215.5304
789665309788 | 48" Vent Length - 316 | FSVL4806B | 810016457 |  |  |  |  | 220.1822 | 275.2277
662492942819 | 18" Adjustable Vent Length -316 | FSAVL6B | 810014983 | 1 | 3.6 | 1.1889 | --- | 115.7814 | 144.7268
662492942802 | 36" Adjustable Vent Length -316 | FSAVL3606B | 810014984 | 1 | 4 | 1.1103 | --- | 181.0189 | 226.2736
662492942796 | 2° Adjustable Vent Length -316 | FSAVL06-2B | 810014985 | 1 |  |  | --- | 144.7478 | 180.9348
662492942789 | 90° Elbow -316 | FSELB9006B | 810014986 | 1 | 6.2 | 1.9184 | --- | 200.3111 | 250.3889
662492942772 | 88° Elbow -316 | FSELB8806B | 810014987 | 1 | 6.2 | 1.9 | --- | 200.3111 | 250.3889
662492942765 | 45° Elbow -316 | FSELB4506B | 810014988 | 1 | 4.6 | 1.5824 | --- | 158.1234 | 197.6542
662492942758 | 30° Elbow -316 | FSELB3006B | 810014989 | 1 | 4 | 1.2742 | --- | 146.4022 | 183.0028
662492942741 | 15° Elbow -316 | FSELB1506B | 810014990 | 1 | 4 | 1.2742 | --- | 146.4022 | 183.0028
662492942734 | Standard Tee -316 | FST6B | 810014991 | 1 | 8 | 2.8889 | --- | 148.0566 | 185.0708
662492942727 | Wide Mouth Boot Tee -316 | FSWBT6B | 810014992 | 1 |  |  | --- | 258.7907 | 323.4883
662492942703 | Tee Cap -316 | FSTC6B | 810014994 | 1 | 4 | 0.79531 | --- | 62.6016 | 78.252
662492942697 | Universal Condensate Drain -316 | FSUCD6B | 810014995 | 1 | 3.4 | 0.64367 | --- | 176.7566 | 220.9458
662492942680 | IPS Drain Fitting -316 | FSIPSDF06B | 810014996 | 1 | 6 | 1.1889 | --- | 158.3617 | 197.9522
662492942673 | Horizontal Drain Fitting -316 | FSHDF06B | 810014997 | 1 |  |  | --- | 122.7356 | 153.4195
662492942666 | 23° Bird Screen -316 | FSBS6B | 810014998 | 1 | 6.4 | 1.9184 | --- | 94.5403 | 118.1754
662492942659 | Termination Tee -316 | FSTT6B | 810014999 | 1 | 5 | 1.9184 | --- | 209.6009 | 262.0012
789665316021 | 6" Dia Wall Thimble Term with Damper-316 | FSWTTI06B | 810016551 |  |  |  |  | 329.9916 | 412.4895
789665314225 | Ø6" Insulated Wall Thimble - 316 | FSWTI06B | 810016498 |  |  |  |  | 322.3081 | 402.8852
662492942628 | 6" to 8" Eccentric Increaser -316 | FS0608EIB | 810015005 | 1 |  |  |  | 277.6062 | 347.0078
662492932346 | 6" Flex Coupler -316 | FSAFLEXC-6B | 810016238 | 1 |  |  |  | 139.4761 | 174.3451
662492942611 | Test Port -316 | FSTP06B | 810015006 | 1 | 7.4 | 1.125 | --- | 164.6009 | 205.7511
662492942604 | Single-to-Double Wall Adapter -316 | FSA-SWDW6B | 810015007 | 1 | 2.6 | 0.37583 | --- | 188.1974 | 235.2467
662492942598 | FasNSeal Flexible Vent Male Adapter -316 | FSASMM-6B | 810015008 | 1 | 2 | 0.4 | --- | 176.7566 | 220.9458
662492942581 | FasNSeal Flexible Vent Female Adapter -316 | FSASMF-6B | 810015009 | 2 | 2 | 0.4 | --- | 176.7566 | 220.9458
662492932995 | SW Fixed Blade Damper -316 | FSFBD06B | 810016151 | 1 |  |  |  | 839.1839 | 1048.9799
789665306053 | 4" to 10" Dia Increasing Wye - 316 | FSWYE0410B | 810016451 |  |  |  |  | 593.9169 | 742.3962
7" Diameter
662492942574 | 6" Vent Length -316 | FSVL607B | 810015010 | 1 | 2.2 | 0.40175 | --- | 81.0526 | 101.3157
662492942567 | 12" Vent Length -316 | FSVL1207B | 810015011 | 1 | 3.2 | 0.79531 | --- | 89.8435 | 112.3043
662492942550 | 18" Vent Length -316 | FSVL1807B | 810015012 | 1 | 4.8 | 1.1889 | --- | 136.3075 | 170.3843
662492942543 | 24" Vent Length -316 | FSVL2407B | 810015013 | 1 | 6 | 1.6152 | --- | 155.5997 | 194.4996
662492930533 | 36" Vent Length -316 | FSVL3607B | 810015014 | 1 | 4.4 | 1.1293 | --- | 213.3782 | 266.7228
789665309771 | 48" Vent Length - 316 | FSVL4807B | 810016458 |  |  |  |  | 271.558 | 339.4475
662492942536 | 18" Adjustable Vent Length -316 | FSAVL7B | 810015015 | 1 | 4.8 | 1.1889 | --- | 136.027 | 170.0338
662492942529 | 36" Adjustable Vent Length -316 | FSAVL3607B | 810015016 | 1 | 4.4 | 1.1103 | --- | 220.052 | 275.065
662492942512 | 2° Adjustable Vent Length -316 | FSAVL07-2B | 810015017 | 1 |  |  | --- | 163.6194 | 204.5243
662492942505 | 90° Elbow -316 | FSELB9007B | 810015018 | 1 | 8.2 | 2.9345 | --- | 245.5693 | 306.9617
662492942482 | 45° Elbow -316 | FSELB4507B | 810015020 | 1 | 5.6 | 2.5353 | --- | 186.7112 | 233.389
662492942475 | 30° Elbow -316 | FSELB3007B | 810015021 | 1 | 3 | 1.2742 | --- | 172.873 | 216.0912
662492942468 | 15° Elbow -316 | FSELB1507B | 810015022 | 1 | 3 | 1.2742 | --- | 172.873 | 216.0912
662492942451 | Standard Tee -316 | FST7B | 810015023 | 1 | 9.2 | 3.8122 | --- | 179.2523 | 224.0654
662492942444 | Wide Mouth Boot Tee -316 | FSWBT7B | 810015024 | 1 |  |  | --- | 299.324 | 374.155
662492942420 | Tee Cap -316 | FSTC7B | 810015026 | 1 | 4.6 | 1.2742 | --- | 68.9249 | 86.1561
662492942413 | Universal Condensate Drain -316 | FSUCD7B | 810015027 | 1 | 4.3 | 1.2742 | --- | 207.8401 | 259.8002
662492942406 | IPS Drain Fitting -316 | FSIPSDF07B | 810015028 | 1 | 6.4 | 1.1889 | --- | 176.0696 | 220.087
662492942390 | Horizontal Drain Fitting -316 | FSHDF07B | 810015029 | 1 |  |  | --- | 143.8505 | 179.8131
662492942383 | 23° Bird Screen -316 | FSBS7B | 810015030 | 1 | 8 | 1.9184 | --- | 106.5559 | 133.1949
789665291397 | 7" Dia Termination Tee-316 | FSTT7B | 810014715 | 1 |  |  |  | 356.9787 | 446.2233
789665314232 | Ø7" Insulated Wall Thimble - 316 | FSWTI07B | 810016499 |  |  |  |  | 385.0208 | 481.2761
662492932155 | 7" Flex Coupler -316 | FSAFLEXC-7B | 810016258 | 1 |  |  |  | 148.5333 | 185.6667
662492942369 | Test Port -316 | FSTP07B | 810015035 | 1 | 8.2 | 1.9103 | --- | 187.7067 | 234.6333
789665291298 | 7" Dia To 9" Eccentric Increaser-316 | FS0709EIB | 810014822 |  |  |  |  | 351.6184 | 439.5229
662492942352 | Single-to-Double Wall Adapter -316 | FSA-SWDW7B | 810015036 | 1 | 3 | 0.64367 | --- | 190.4266 | 238.0333
662492942345 | FasNSeal Flexible Vent Male Adapter -316 | FSASMM-7B | 810015037 | 1 | 8.8 | 1.9 | --- | 207.8401 | 259.8002
662492942338 | FasNSeal Flexible Vent Female Adapter -316 | FSASMF-7B | 810015038 | 1 | 8.8 | 1.9 | --- | 207.8401 | 259.8002
8" Diameter
662492942321 | 6" Vent Length -316 | FSVL608B | 810015039 | 1 | 2.4 | 0.64367 | --- | 82.1883 | 102.7353
662492942314 | 12" Vent Length -316 | FSVL1208B | 810015040 | 1 | 4.4 | 1.2742 | --- | 99.756 | 124.695
662492942307 | 18" Vent Length -316 | FSVL1808B | 810015041 | 1 | 6.2 | 1.9047 | --- | 150.4682 | 188.0852
662492942291 | 24" Vent Length -316 | FSVL2408B | 810015042 | 1 | 8.2 | 2.5353 | --- | 165.372 | 206.715
662492930540 | 36" Vent Length -316 | FSVL3608B | 810015043 | 1 | 6.4 | 2.1888 | --- | 237.844 | 297.305
789665309764 | 48" Vent Length - 316 | FSVL4808B | 810016459 |  |  |  |  | 306.6681 | 383.3352
662492942284 | 18" Adjustable Vent Length -316 | FSAVL8B | 810015044 | 1 | 6.2 | 1.9047 | --- | 143.3177 | 179.1471
662492942277 | 36" Adjustable Vent Length -316 | FSAVL3608B | 810015045 | 1 | 6.4 | 2.1888 | --- | 245.2609 | 306.5761
662492942260 | 2° Adjustable Vent Length -316 | FSAVL08-2B | 810015046 | 1 |  |  | --- | 183.6127 | 229.5158
662492942253 | 90° Elbow -316 | FSELB9008B | 810015047 | 1 | 6 | 1.9184 | --- | 252.86 | 316.075
662492942246 | 88° Elbow -316 | FSELB8808B | 810015048 | 1 | 6 | 1.9 | --- | 252.86 | 316.075
662492942239 | 45° Elbow -316 | FSELB4508B | 810015049 | 1 | 8.2 | 2.5353 | --- | 198.2781 | 247.8477
662492942222 | 30° Elbow -316 | FSELB3008B | 810015050 | 1 | 3.8 | 1.2742 | --- | 183.5846 | 229.4808
662492942215 | 15° Elbow -316 | FSELB1508B | 810015051 | 1 | 3.8 | 1.2742 | --- | 183.5846 | 229.4808
662492942208 | Standard Tee -316 | FST8B | 810015052 | 1 | 13 | 3.8122 | --- | 211.7518 | 264.6898
662492942192 | Wide Mouth Boot Tee -316 | FSWBT8B | 810015053 | 1 |  |  | --- | 353.6254 | 442.0318
662492942178 | Tee Cap -316 | FSTC8B | 810015055 | 1 | 6 | 1.2742 | --- | 75.5285 | 94.4106
662492942161 | Universal Condensate Drain -316 | FSUCD8B | 810015056 | 1 | 5 | 1.2742 | --- | 228.5905 | 285.7381
662492942154 | IPS Drain Fitting -316 | FSIPSDF08B | 810015057 | 1 | 7.2 | 1.2742 | --- | 169.3959 | 211.7448
662492942147 | Horizontal Drain Fitting -316 | FSHDF08B | 810015058 | 1 |  |  | --- | 139.8406 | 174.8008
662492942130 | 23° Bird Screen -316 | FSBS8B | 810015059 | 1 | 10 | 2.8889 | --- | 120.6325 | 150.7906
662492936481 | 8" Dia Termination Tee - 316 | FSTT8B | 810015690 | 1 |  |  |  | 392.187 | 490.2338
789665316045 | 8" Dia Wall Thimble Term with Damper-316 | FSWTTI08B | 810016553 |  |  |  |  | 390.6023 | 488.2529
789665314249 | Ø8" Insulated Wall Thimble - 316 | FSWTI08B | 810016500 |  |  |  |  | 403.0102 | 503.7627
662492932339 | 8" Flex Coupler | FSAFLEXC-8B | 810016239 | 1 |  |  |  | 148.0566 | 185.0708
662492942109 | Test Port -316 | FSTP08B | 810015065 | 1 | 9.4 | 1.9103 | --- | 218.1873 | 272.7341
662492942093 | Single-to-Double Wall Adapter -316 | FSA-SWDW8B | 810015066 | 1 | 3.2 | 0.64367 | --- | 186.9776 | 233.722
662492942086 | FasNSeal Flexible Vent Male Adapter -316 | FSASMM-8B | 810015067 | 1 | 2.4 | 0.6 | --- | 228.5905 | 285.7381
662492942079 | FasNSeal Flexible Vent Female Adapter -316 | FSASMF-8B | 810015068 | 1 | 2.4 | 0.6 | --- | 228.5905 | 285.7381
662492932988 | SW Fixed Blade Damper -316 | FSFBD08B | 810016152 | 1 |  |  |  | 915.9883 | 1144.9854
9" Diameter
662492942062 | 6" Vent Length -316 | FSVL609B | 810015069 | 1 | 3 | 0.64367 | --- | 86.0159 | 107.5198
662492942055 | 12" Vent Length -316 | FSVL1209B | 810015070 | 1 | 4.6 | 1.2742 | --- | 136.8402 | 171.0503
662492942048 | 18" Vent Length -316 | FSVL1809B | 810015071 | 1 | 7 | 1.9047 | --- | 181.5937 | 226.9921
662492942031 | 24" Vent Length -316 | FSVL2409B | 810015072 | 1 | 8.8 | 2.5353 | --- | 230.7777 | 288.4721
662492930557 | 36" Vent Length -316 | FSVL3609B | 810015073 | 1 | 7.2 | 2.1888 | --- | 323.6496 | 404.562
789665309795 | 48" Vent Length - 316 | FSVL4809B | 810016460 |  |  |  |  | 301.9736 | 377.467
662492942024 | 18" Adjustable Vent Length -316 | FSAVL9B | 810015074 | 1 | 7 | 1.9047 | --- | 181.4535 | 226.8169
662492942017 | 2° Adjustable Vent Length -316 | FSAVL09-2B | 810015075 | 1 |  |  | --- | 211.4714 | 264.3393
662492942000 | 90° Elbow -316 | FSELB9009B | 810015076 | 1 | 7 | 2.8889 | --- | 277.0734 | 346.3418
662492941997 | 88° Elbow -316 | FSELB8809B | 810015077 | 1 | 7 | 2.9 | --- | 277.0734 | 346.3418
662492941980 | 45° Elbow -316 | FSELB4509B | 810015078 | 1 | 5 | 1.9047 | --- | 210.6302 | 263.2878
662492941973 | 30° Elbow -316 | FSELB3009B | 810015079 | 1 | 4.1 | 1.2742 | --- | 195.0394 | 243.7992
662492941966 | 15° Elbow -316 | FSELB1509B | 810015080 | 1 | 4.1 | 1.9047 | --- | 195.0394 | 243.7992
662492941959 | Standard Tee -316 | FST9B | 810015081 | 1 | 8.5 | 3.8122 | --- | 255.0332 | 318.7915
662492941942 | Wide Mouth Boot Tee -316 | FSWBT9B | 810015082 | 1 |  |  | --- | 425.8732 | 532.3414
662492941928 | Tee Cap -316 | FSTC9B | 810015084 | 1 | 2.6 | 0.64367 | --- | 95.7181 | 119.6476
662492941911 | Universal Condensate Drain -316 | FSUCD9B | 810015085 | 1 | 6 | 1.2742 | --- | 244.5879 | 305.7349
662492941904 | IPS Drain Fitting -316 | FSIPSDF09B | 810015086 | 1 | 8.1 | 2 | --- | 177.1913 | 221.4891
662492941898 | Horizontal Drain Fitting -316 | FSHDF09B | 810015087 | 1 |  |  | --- | 148.7857 | 185.9821
662492941881 | 23° Bird Screen -316 | FSBS9B | 810015088 | 1 | 14 | 5.7507 | --- | 128.1615 | 160.2019
662492931103 | 9" Dia Termination Tee - 316 | FSTT9B | 810016416 | 1 |  |  |  | 427.9189 | 534.8986
789665314256 | Ø9" Insulated Wall Thimble - 316 | FSWTI09B | 810016501 |  |  |  |  | 440.0807 | 550.1008
662492932322 | 9" Flex Coupler -316 | FSAFLEXC-9B | 810016240 | 1 |  |  |  | 158.8244 | 198.5305
662492941867 | Test Port -316 | FSTP09B | 810015093 | 1 | 13 | 2.5353 | --- | 227.1744 | 283.968
662492941850 | Single-to-Double Wall Adapter -316 | FSA-SWDW9B | 810015094 | 1 | 7.2 | 1.2742 | --- | 204.0125 | 255.0157
662492941843 | FasNSeal Flexible Vent Male Adapter -316 | FSASMM-9B | 810015095 | 1 | 2.8 | 0.6 | --- | 244.5879 | 305.7349
662492941836 | FasNSeal Flexible Vent Female Adapter -316 | FSASMF-9B | 810015096 | 1 | 2.8 | 0.6 | --- | 244.5879 | 305.7349
662492932476 | 9" Dia To 16" Eccentric Increaser - 316 | FS0916EIB | 810016225 | 1 |  |  |  | 652.9634 | 816.2043
10" Diameter
662492941829 | 6" Vent Length -316 | FSVL610B | 810015097 | 1 | 3.2 | 1.0833 | --- | 94.4983 | 118.1228
662492941812 | 12" Vent Length -316 | FSVL1210B | 810015098 | 1 | 3 | 1.0833 | --- | 142.6307 | 178.2884
662492941805 | 18" Vent Length -316 | FSVL1810B | 810015099 | 1 | 4.2 | 1.1564 | --- | 185.2951 | 231.6189
662492941799 | 24" Vent Length -316 | FSVL2410B | 810015100 | 1 | 5.4 | 1.5392 | --- | 234.0725 | 292.5906
662492930564 | 36" Vent Length -316 | FSVL3610B | 810015101 | 1 | 7.6 | 2.1888 | --- | 373.4504 | 466.8131
662492941782 | 18" Adjustable Vent Length -316 | FSAVL10B | 810015102 | 1 | 4.2 | 1.1564 | --- | 187.0056 | 233.757
662492941775 | 36" Adjustable Vent Length -316 | FSAVL3610B | 810015103 | 1 | 7.6 | 2.1888 | --- | 385.1155 | 481.3944
662492941768 | 2° Adjustable Vent Length -316 | FSAVL10-2B | 810015104 | 1 |  |  | --- | 486.8063 | 608.5079
662492941751 | 90° Elbow -316 | FSELB9010B | 810015105 | 1 | 4.6 | 1.9184 | --- | 282.0928 | 352.616
662492941744 | 88° Elbow -316 | FSELB8810B | 810015106 | 1 | 4.6 | 1.9 | --- | 282.0928 | 352.616
662492941737 | 45° Elbow -316 | FSELB4510B | 810015107 | 1 | 6.6 | 2.8889 | --- | 211.4995 | 264.3743
662492941720 | 30° Elbow -316 | FSELB3010B | 810015108 | 1 | 4.4 | 1.2742 | --- | 221.3559 | 276.6949
662492941713 | 15° Elbow -316 | FSELB1510B | 810015109 | 1 | 4.4 | 1.2742 | --- | 221.3559 | 276.6949
662492941706 | Standard Tee -316 | FST10B | 810015110 | 1 | 10 | 3.8122 | --- | 307.2736 | 384.092
662492941690 | Wide Mouth Boot Tee -316 | FSWBT10B | 810015111 | 1 |  |  | --- | 513.1228 | 641.4035
662492941676 | Tee Cap -316 | FSTC10B | 810015113 | 1 | 7.8 | 1.9047 | --- | 115.6272 | 144.534
662492941669 | Universal Condensate Drain -316 | FSUCD10B | 810015114 | 1 | 3.1 | 0.7736 | --- | 262.0575 | 327.5718
662492941652 | IPS Drain Fitting -316 | FSIPSDF10B | 810015115 | 1 | 9 | 1.9047 | --- | 187.1178 | 233.8972
662492941645 | Horizontal Drain Fitting -316 | FSHDF10B | 810015116 | 1 |  |  | --- | 160.2124 | 200.2655
662492941638 | 23° Bird Screen -316 | FSBS10B | 810015117 | 1 | 6 | 2.8889 | --- | 149.2624 | 186.578
662492933008 | 10" Dia Termination Tee - 316 | FSTT10B | 810016150 | 1 |  |  |  | 441.1384 | 551.423
789665314263 | Ø10" Insulated Wall Thimble - 316 | FSWTI10B | FSWTI10B |  |  |  |  | 476.743 | 595.9288
662492932315 | 10" Flex Coupler | FSAFLEXC-10B | 810016241 | 1 |  |  |  | 167.2788 | 209.0985
662492941614 | Test Port -316 | FSTP10B | 810015122 | 1 | 3.6 | 0.7736 | --- | 257.1643 | 321.4554
662492941607 | Single-to-Double Wall Adapter -316 | FSA-SWDW10B | 810015123 | 1 | 6 | 1.125 | --- | 210.3919 | 262.9898
662492941591 | FasNSeal Flexible Vent Male Adapter -316 | FSASMM-10B | 810015124 | 1 | 3.4 | 1.1 | --- | 262.0575 | 327.5718
662492941584 | FasNSeal Flexible Vent Female Adapter -316 | FSASMF-10B | 810015125 | 1 | 3.4 | 1.1 | --- | 262.0575 | 327.5718
662492932971 | SW Fixed Blade Damper -316 | FSFBD10B | 810016153 | 1 |  |  |  | 1042.6637 | 1303.3296
662492944899 | 10" Dia To 8" Branch Tee-316 | FST10B08B | 810014504 |  |  |  |  | 375.5956 | 469.4945
662492932094 | 10" Dia To 10" PVC Eccentric Increaser -316 | FS1010PVCEIB | 810016267 |  |  |  |  | 219.9118 | 274.8897
12" Diameter
662492941577 | 6" Vent Length -316 | FSVL612B | 810015126 | 1 | 3.6 | 1.0833 | --- | 102.8966 | 128.6207
662492941560 | 12" Vent Length -316 | FSVL1212B | 810015127 | 1 | 3.6 | 1.0833 | --- | 169.5641 | 211.9551
662492941553 | 18" Vent Length -316 | FSVL1812B | 810015128 | 1 | 5.4 | 2.3472 | --- | 212.8034 | 266.0042
662492941546 | 24" Vent Length -316 | FSVL2412B | 810015129 | 1 | 6.6 | 2.3472 | --- | 269.4182 | 336.7728
662492930571 | 36" Vent Length -316 | FSVL3612B | 810015130 | 1 | 10.4 | 3.5697 | --- | 383.8256 | 479.782
662492941539 | 18" Adjustable Vent Length -316 | FSAVL12B | 810015131 | 1 | 5.4 | 2.3472 | --- | 202.316 | 252.895
662492941522 | 36" Adjustable Vent Length -316 | FSAVL3612B | 810015132 | 1 | 10.4 | 3 | --- | 395.8272 | 494.784
662492941515 | 2° Adjustable Vent Length -316 | FSAVL12-2B | 810015133 | 1 |  |  | --- | 247.9388 | 309.9235
662492941508 | 90° Elbow -316 | FSELB9012B | 810015134 | 1 | 5.6 | 2.8432 | --- | 329.8046 | 412.2557
662492941492 | 88° Elbow -316 | FSELB8812B | 810015135 | 1 | 5.6 | 2.8 | --- | 329.8046 | 412.2557
662492941485 | 45° Elbow -316 | FSELB4512B | 810015136 | 1 | 4 | 1.9184 | --- | 267.4834 | 334.3542
662492941478 | 30° Elbow -316 | FSELB3012B | 810015137 | 1 | 3.6 | 1.9184 | --- | 247.6584 | 309.573
662492941461 | 15° Elbow -316 | FSELB1512B | 810015138 | 1 | 3.6 | 1.9184 | --- | 247.6584 | 309.573
662492941447 | Wide Mouth Boot Tee -316 | FSWBT12B | 810015140 | 1 |  |  | --- | 580.0988 | 725.1235
662492941423 | Tee Cap -316 | FSTC12B | 810015142 | 1 | 3 | 0.79531 | --- | 138.6629 | 173.3286
662492941416 | Universal Condensate Drain -316 | FSUCD12B | 810015143 | 1 | 4.8 | 1.9103 | --- | 292.1595 | 365.1994
662492941409 | IPS Drain Fitting -316 | FSIPSDF12B | 810015144 | 1 | 3.6 | 0.79551 | --- | 197.6472 | 247.059
662492941393 | Horizontal Drain Fitting -316 | FSHDF12B | 810015145 | 1 |  |  | --- | 172.3262 | 215.4077
662492941386 | 23° Bird Screen -316 | FSBS12B | 810015146 | 1 | 3.6 | 1.9184 | --- | 190.4967 | 238.1209
789665291410 | 12" Dia Termination Tee-316 | FSTT12B | 810014799 | 1 |  |  |  | 453.481 | 566.8512
789665314270 | Ø12" Insulated Wall Thimble - 316 | FSWTI12B | 810016503 |  |  |  |  | 572.3018 | 715.3773
662492941362 | 12"x5" termination Cone -316 | FSCN1205B | 810015151 | 1 |  |  |  | 545.7626 | 682.2032
662492932308 | 12" Flex Coupler -316 | FSAFLEXC-12B | 810016242 | 1 |  |  |  | 211.163 | 263.9537
662492941355 | Test Port -316 | FSTP12B | 810015152 | 1 | 6 | 1.125 | --- | 265.843 | 332.3037
662492932117 | 12" Dia Aerco MLX EXT 2295-3060 -316 | FSA-12MLXEXTB | 810016265 | 1 |  |  |  | 292.7484 | 365.9355
662492941348 | Single-to-Double Wall Adapter -316 | FSA-SWDW12B | 810015153 | 1 | 8.4 | 1.9184 | --- | 242.2605 | 302.8256
662492941331 | FasNSeal Flexible Vent Male Adapter -316 | FSASMM-12B | 810015154 | 1 | 2.4 | 1.1 | --- | 292.1595 | 365.1994
662492941324 | FasNSeal Flexible Vent Female Adapter -316 | FSASMF-12B | 810015155 | 1 | 2.4 | 1.1 | --- | 292.1595 | 365.1994
662492932964 | SW Fixed Blade Damper -316 | FSFBD12B | 810016154 | 1 |  |  |  | 1192.3747 | 1490.4684
14" Diameter
662492941317 | 6" Vent Length -316 | FSVL614B | 810015156 | 1 | 4.8 | 1.9184 | --- | 128.5821 | 160.7277
662492941300 | 12" Vent Length -316 | FSVL1214B | 810015157 | 1 | 9.6 | 3.8122 | --- | 183.0098 | 228.7622
662492941294 | 18" Vent Length -316 | FSVL1814B | 810015158 | 1 | 7.2 | 2.8889 | --- | 252.3693 | 315.4616
662492941287 | 24" Vent Length -316 | FSVL2414B | 810015159 | 1 | 9.6 | 3.8122 | --- | 294.4729 | 368.0911
662492930588 | 36" Vent Length -316 | FSVL3614B | 810015160 | 1 | 13.8 | 5.8294 | --- | 433.5143 | 541.8929
662492941270 | 18" Adjustable Vent Length -316 | FSAVL14B | 810015161 | 1 | 7.2 | 2.8889 | --- | 239.19 | 298.9875
662492941263 | 36" Adjustable Vent Length -316 | FSAVL3614B | 810015162 | 1 | 13.8 | 5.8 | --- | 447.0441 | 558.8052
662492941256 | 2° Adjustable Vent Length -316 | FSAVL14-2B | 810015163 | 1 |  |  | --- | 327.0566 | 408.8207
662492930472 | 90° Elbow -316 | FSELB9014B | 810015164 | 1 | 8.4 | 2.8889 | --- | 351.5364 | 439.4205
662492941249 | 88° Elbow -316 | FSELB8814B | 810015165 | 1 | 8.4 | 2.9 | --- | 351.5504 | 439.438
662492941232 | 45° Elbow -316 | FSELB4514B | 810015166 | 1 | 6 | 2.8889 | --- | 308.9841 | 386.2301
662492941225 | 30° Elbow -316 | FSELB3014B | 810015167 | 1 | 4.4 | 1.9184 | --- | 286.1026 | 357.6283
662492941218 | 15° Elbow -316 | FSELB1514B | 810015168 | 1 | 4.4 | 1.9184 | --- | 286.1026 | 357.6283
662492941195 | Wide Mouth Boot Tee -316 | FSWBT14B | 810015170 | 1 |  |  | --- | 824.3082 | 1030.3852
662492941171 | Tee Cap -316 | FSTC14B | 810015172 | 1 | 3.6 | 1.2742 | --- | 161.2219 | 201.5274
789665291427 | 14" Dia Termination Tee-316 | FSTT14B | 810014814 |  |  |  |  | 493.8593 | 617.3241
662492941164 | Universal Condensate Drain -316 | FSUCD14B | 810015173 | 1 | 6.2 | 1.9103 | --- | 355.0976 | 443.872
662492941157 | IPS Drain Fitting -316 | FSIPSDF14B | 810015174 | 1 | 4 | 1.3 | --- | 218.9444 | 273.6805
662492941140 | Horizontal Drain Fitting -316 | FSHDF14B | 810015175 | 1 |  |  | --- | 196.82 | 246.025
789665314287 | Ø14" Insulated Wall Thimble - 316 | FSWTI14B | 810016504 |  |  |  |  | 723.8388 | 904.7985
662492941119 | Test Port -316 | FSTP14B | 810015181 | 1 | 7 | 1.9103 | --- | 355.9108 | 444.8885
662492941102 | Single-to-Double Wall Adapter -316 | FSA-SWDW14B | 810015182 | 1 | 4.5 | 1.1889 | --- | 274.1291 | 342.6614
662492932957 | SW Fixed Blade Damper -316 | FSFBD14B | 810016155 | 1 |  |  |  | 1366.2712 | 1707.839
16" Diameter
662492941096 | 6" Vent Length -316 | FSVL616B | 810015183 | 1 | 6.8 | 1.9047 | --- | 154.0294 | 192.5367
662492941089 | 12" Vent Length -316 | FSVL1216B | 810015184 | 1 | 6 | 1.9103 | --- | 192.4596 | 240.5745
662492941072 | 18" Vent Length -316 | FSVL1816B | 810015185 | 1 | 8.2 | 2.8556 | --- | 277.5501 | 346.9377
662492941065 | 24" Vent Length -316 | FSVL2416B | 810015186 | 1 | 10.8 | 3.8009 | --- | 320.6352 | 400.794
662492930595 | 36" Vent Length -316 | FSVL3616B | 810015187 | 1 | 15.8 | 5.8294 | --- | 484.8995 | 606.1244
662492941058 | 18" Adjustable Vent Length -316 | FSAVL16B | 810015188 | 1 | 8.2 | 2.8556 | --- | 279.2606 | 349.0758
662492941041 | 2° Adjustable Vent Length -316 | FSAVL16-2B | 810015189 | 1 |  |  | --- | 394.6354 | 493.2943
662492930489 | 90° Elbow -316 | FSELB9016B | 810015190 | 1 | 10.4 | 3.8122 | --- | 621.7818 | 777.2273
662492941034 | 88° Elbow -316 | FSELB8816B | 810015191 | 1 | 10.4 | 3.8 | --- | 621.7818 | 777.2273
662492941027 | 45° Elbow -316 | FSELB4516B | 810015192 | 1 | 6.8 | 3.8122 | --- | 442.5576 | 553.197
662492941010 | 30° Elbow -316 | FSELB3016B | 810015193 | 1 | 5 | 1.9184 | --- | 409.7776 | 512.222
662492941003 | 15° Elbow -316 | FSELB1516B | 810015194 | 1 | 5 | 1.9184 | --- | 409.7776 | 512.222
662492940983 | Wide Mouth Boot Tee -316 | FSWBT16B | 810015196 | 1 |  |  | --- | 1135.5075 | 1419.3844
662492940969 | Tee Cap -316 | FSTC16B | 810015198 | 1 | 4 | 1.9047 | --- | 181.7199 | 227.1499
789665291441 | 16" Dia Termination Tee-316 | FSTT16B | 810014816 | 1 |  |  |  | 419.3197 | 524.1496
789665309993 | 16" Dia To 15" Termination Cone-316 | FSCN1615B | 810014677 | 1 | 10.55 | 1.9 |  | 706.271 | 882.8388
662492940952 | Universal Condensate Drain -316 | FSUCD16B | 810015199 | 1 | 7 | 1.9103 | --- | 392.4062 | 490.5077
662492940945 | IPS Drain Fitting -316 | FSIPSDF16B | 810015200 | 1 | 4.5 | 1.9 | --- | 240.3116 | 300.3895
662492940938 | 23° Bird Screen -316 | FSBS16B | 810015201 | 1 | 6 | 3.8122 | --- | 351.5364 | 439.4205
789665314294 | Ø16" Insulated Wall Thimble - 316 | FSWTI16B | 810016505 |  |  |  |  | 871.7024 | 1089.628
662492940914 | Test Port -316 | FSTP16B | 810015206 | 1 | 7.8 | 1.9103 | --- | 411.4741 | 514.3426
662492940907 | Single-to-Double Wall Adapter -316 | FSA-SWDW16B | 810015207 | 1 | 5 | 1.9047 | --- | 299.6184 | 374.523
662492932940 | SW Fixed Blade Damper -316 | FSFBD16B | 810016156 | 1 |  |  |  | 1650.9437 | 2063.6797

## FNS W-2
FNS W2
UPC-A Listing | Description | Order # | Stock # | Pcs/ Ctn | Lbs/ Ctn | Cube | Plt Qty | M.A.P | 05/12/2025 MSRP (ea.)
| 3" Diameter | [6 empty] | 0.8
841211001970 | 6" Double Wall Vent Length | W2-603 | 810003656 | 8 | 6.4 | 0.64367 | --- | 130.9313 | 163.6642
841211001987 | 12" Double Wall Vent Length | W2-1203 | 810003657 | 8 | 11 | 1.2742 | --- | 158.1934 | 197.7417
841211001994 | 18" Double Wall Vent Length | W2-1803 | 810003658 | 8 | 15.8 | 1.9047 | --- | 212.7379 | 265.9223
841211002007 | 24" Double Wall Vent Length | W2-2403 | 810003659 | 8 | 19.4 | 2.5353 | --- | 250.9211 | 313.6513
841211002014 | 36" Double Wall Vent Length | W2-3603 | 810003660 | 4 | 15.8 | 1.9823 | --- | 365.4911 | 456.8639
841211002090 | Double Wall Adjustable Vent Length | W2-AVL3 | 810003661 | 8 | 17.6 | 1.9047 | --- | 256.4021 | 320.5026
841211002045 | 90° Double Wall Elbow | W2-9003 | 810003662 | 10 | 15.2 | 2.2655 | --- | 267.2824 | 334.103
662492135624 | 88° Double Wall Elbow | W2-8803 | 810003663 | 10 | 15 | 2.3 | --- | 267.2824 | 334.103
841211002021 | 45° Double Wall Elbow | W2-4503 | 810003664 | 10 | 11.5 | 1.2742 | --- | 215.4988 | 269.3736
841211007347 | 30° Double Wall Elbow | W2-3003 | 810003665 | 10 | 9.5 | 1.2742 | --- | 198.2581 | 247.8226
841211007620 | 15° Double Wall Elbow | W2-1503 | 810003666 | 10 | 9.5 | 1.2742 | --- | 198.2581 | 247.8226
841211002052 | Double Wall Standard Tee | W2-T3 | 810003667 | 10 | 16.2 | 2.8889 | --- | 409.1349 | 511.4186
841211002076 | Double Wall Tee Cap | W2-TC3 | 810003668 | 10 | 5 | 0.64367 | --- | 68.2062 | 85.2577
662492760024 | 3" Universal Appliance Adapter | W2-AAU3 | 810003669 | 1 |  |  |  | 118.4484 | 148.0605
841211002083 | Double Wall Drain Fitting | W2-DF3 | 810003670 | 10 | 4.8 | 1.2742 | --- | 154.4303 | 193.0378
662492185795 | Double Wall IPS Drain Fitting | W2-IPSDF03 | 810003671 | 6 | 6.4 | 1.3 | --- | 215.7852 | 269.7315
789665314300 | Ø3" Insulated Wall Thimble W2 | W2-WTI03 | 810016506 |  |  |  |  | 395.49 | 494.3625
841211002106 | Double Wall Rain Cap | W2-RC3 | 810003673 | 10 | 10.5 | 1.9184 | --- | 201.6735 | 252.0919
662492912294 | 3" Dia Vent Length W/ Support Plate W2 | W2-SP3 | 810014721 |  |  |  |  | 429.2595 | 536.5744
662492857076 | 3" x 4" Tapered Increaser | W2-0304TI | 810003674 | 8 | 1.6 | 0.4 | --- | 323.3383 | 404.1729
662492726211 | 3" x 6 " Tapered Increaser | W2-0306TI | 810003675 | 1 | 4.6 | 2.2 | --- | 784.0917 | 980.1147
841211002069 | Double-to-Single Wall Adapter | FSA-DWSW3 | 810003676 | 8 | 4.6 | 0.64367 | --- | 177.2952 | 221.619
662492910368 | 3" Dia Test Port W2 | W2-TP03 | 810013163 | 1 |  |  |  | 211.9204 | 264.9005
789665300396 | 3" Dia W2 Bird Screen | W2-BS3 | 810016418 | 1 |  |  |  | 509.9786 | 637.4732
841211000188 | Termination Tee | FSTT3 | 810003121 | 8 | 3.8 | 0.79531 | --- | 75.3635 | 94.2043
841211002359 | Single-to-Double Wall Adapter | FSA-SWDW5 | 810003246 | 2 | 2.3 | 0.40175 | --- | 218.1903 | 272.7379
841211000409 | Termination Box | FSTB3 | 810003122 | 8 | 5 | 1.2742 | --- | 119.4603 | 149.3254
4" Diameter
841211002120 | 6" Double Wall Vent Length | W2-604 | 810003677 | 4 | 4 | 0.64367 | --- | 144.5726 | 180.7157
841211002137 | 12" Double Wall Vent Length | W2-1204 | 810003678 | 4 | 7.2 | 0.7736 | --- | 177.2952 | 221.619
841211002144 | 18" Double Wall Vent Length | W2-1804 | 810003679 | 4 | 10.2 | 1.9047 | --- | 229.1401 | 286.4251
841211002151 | 24" Double Wall Vent Length | W2-2404 | 810003680 | 4 | 13.6 | 2.5353 | --- | 267.2824 | 334.103
841211002168 | 36" Double Wall Vent Length | W2-3604 | 810003681 | 4 | 21 | 2.1888 | --- | 414.575 | 518.2188
841211002250 | Double Wall Adjustable Vent Length | W2-AVL4 | 810003682 | 4 | 10.6 | 1.1564 | --- | 267.2824 | 334.103
841211002205 | 90° Double Wall Elbow | W2-9004 | 810003683 | 8 | 15.2 | 2.8889 | --- | 310.9466 | 388.6833
841211028922 | 88° Double Wall Elbow | W2-8804 | 810003684 | 8 | 15.2 | 2.8889 | --- | 310.9466 | 388.6833
841211002182 | 45° Double Wall Elbow | W2-4504 | 810003685 | 8 | 11.1 | 1.9184 | --- | 240.0203 | 300.0254
841211007354 | 30° Double Wall Elbow | W2-3004 | 810003686 | 8 | 9.5 | 1.9184 | --- | 220.8163 | 276.0203
841211007637 | 15° Double Wall Elbow | W2-1504 | 810003687 | 8 | 9.5 | 1.9184 | --- | 220.8163 | 276.0203
841211002212 | 4" Dia Tee Double Wall | W2-T4 | 810003688 | 6 | 12.6 | 2.8889 | --- | 507.3027 | 634.1284
662492326541 | Double Wall Wide Mouth Boot Tee | W2-WBT4 | 810003689 | 1 |  |  |  | 398.3898 | 497.9873
841211002236 | Double Wall Tee Cap | W2-TC4 | 810003690 | 5 | 4 | 0.37583 | --- | 81.8474 | 102.3093
662492858813 | 4" Universal Appliance Adapter | W2-AAU4 | 810003691 | 6 |  |  |  | 127.0399 | 158.7999
841211002243 | Double Wall Drain Fitting | W2-DF4 | 810003692 | 6 | 3.8 | 0.37583 | --- | 172.2845 | 215.3557
662492836682 | Double Wall IPS Draing Fitting | W2-IPSDF04 | 810003693 | 6 | 4.6 | 0.4 | --- | 467.2304 | 584.038
789665314317 | Ø4" Insulated Wall Thimble W2 | W2-WTI04 | 810016507 |  |  |  |  | 450.0396 | 562.5495
841211002274 | Double Wall Rain Cap | W2-RC4 | 810003695 | 6 | 10.4 | 2.8889 | --- | 209.8133 | 262.2666
662492912300 | 4" Dia Vent Length W/ Support Plate W2 | W2-SP4 | 810014722 |  |  |  |  | 479.8567 | 599.8208
841211017292 | 4"-to-5" Stepped Increaser | W2-45I | 810003696 | 2 | 1.4 | 0.38 | --- | 187.3784 | 234.223
841211002229 | Double-to-Single Wall Adapter | FSA-DWSW4 | 810003697 | 6 | 5 | 0.64367 | --- | 212.7379 | 265.9223
841211001000 | Firestop/ Flat Flashing | FSFS5 | 810003234 | 6 | 12.2 | 0.76749 | --- | 63.8234 | 79.7792
841211001048 | Support Clamp | FSCL5 | 810003235 | 6 | 4.2 | 0.37583 | --- | 46.6923 | 58.3654
841211001079 | Wall Bracket | FSWB5 | 810003236 | 6 | 21.2 | 1.2742 | --- | 256.207 | 320.2587
789665300419 | 4" Dia W2 Bird Screen | W2-BS4 | 810016420 | 1 |  |  |  | 519.9847 | 649.9808
662492910375 | 4" Dia Test Port W2 | W2-TP04 | 810013164 | 1 |  |  |  | 220.3097 | 275.3871
841211000669 | Termination Tee | FSTT4 | 810003175 | 10 | 7.6 | 1.9184 | --- | 95.2043 | 119.0054
841211000416 | Termination Box | FSTB4 | 810003176 | 8 | 6.6 | 1.2742 | --- | 122.427 | 153.0337
841211006326 | Variable Pitch Roof Flashing | FSVPF4 | 810003190 | 2 | 7.2 | 2.3767 | --- | 135.3707 | 169.2134
5" Diameter
841211002281 | 6" Double Wall Vent Length | W2-605 | 810003698 | 6 | 7.2 | 0.64367 | --- | 150.0127 | 187.5159
841211002298 | 12" Double Wall Vent Length | W2-1205 | 810003699 | 2 | 4.6 | 0.79531 | --- | 188.1959 | 235.2449
841211002311 | 18" Double Wall Vent Length | W2-1805 | 810003700 | 4 | 12.8 | 2.5353 | --- | 283.6846 | 354.6057
841211002328 | 24" Double Wall Vent Length | W2-2405 | 810003701 | 2 | 8.6 | 0.93469 | --- | 368.2112 | 460.264
841211002335 | 36" Double Wall Vent Length | W2-3605 | 810003702 | 1 | 7.2 | 1.1293 | --- | 447.3181 | 559.1476
841211002410 | Double Wall Adjustable Vent Length | W2-AVL5 | 810003703 | 2 | 6 | 1.1889 | --- | 368.2112 | 460.264
841211002366 | 90° Double Wall Elbow | W2-9005 | 810003704 | 4 | 10.2 | 1.9184 | --- | 381.8524 | 477.3155
841211029103 | 88° Double Wall Elbow | W2-8805 | 810003705 | 4 | 10.2 | 1.9184 | --- | 381.8524 | 477.3155
841211002342 | 45° Double Wall Elbow | W2-4505 | 810003706 | 4 | 8 | 1.5824 | --- | 272.743 | 340.9287
841211007361 | 30° Double Wall Elbow | W2-3005 | 810003707 | 4 | 6.8 | 1.9184 | --- | 250.9211 | 313.6513
841211007644 | 15° Double Wall Elbow | W2-1505 | 810003708 | 4 | 6.8 | 2.0163 | --- | 250.9211 | 313.6513
841211002373 | Double Wall Standard Tee | W2-T5 | 810003709 | 4 | 11.8 | 2.8889 | --- | 512.7633 | 640.9541
662492102299 | Double Wall Wide Mouth Boot Tee | W2-WBT5 | 810003710 | 1 |  |  |  | 496.3988 | 620.4985
841211002397 | Double Wall Tee Cap | W2-TC5 | 810003711 | 8 | 8.6 | 0.79531 | --- | 87.2876 | 109.1095
662492195253 | 5" Universal Appliance Adapter | W2-AAU5 | 810003712 | 2 |  |  |  | 154.0746 | 192.5932
841211002403 | Double Wall Drain Fitting | W2-DF5 | 810003713 | 8 | 7.8 | 0.79531 | --- | 203.2279 | 254.0348
662492461167 | Double Wall IPS Draing Fitting | W2-IPSDF05 | 810003714 | 6 | 9.1 | 0.8 | --- | 264.5828 | 330.7284
789665314324 | Ø5" Insulated Wall Thimble W2 | W2-WTI05 | 810016508 |  |  |  |  | 501.8648 | 627.331
841211002427 | Double Wall Rain Cap | W2-RC5 | 810003716 | 4 | 6 | 3.8122 | --- | 291.3335 | 364.1669
662492912317 | 5" Dia Vent Length W/ Support Plate W2 | W2-SP5 | 810014723 |  |  |  |  | 512.5 | 640.625
841211002380 | Double-to-Single Wall Adapter | FSA-DWSW5 | 810003717 | 4 | 2.3 | 0.64367 | --- | 218.1985 | 272.7481
841211015472 | Firestop/Flat Flashing | FSFS6 | 810003287 | 6 | 12 | 0.76749 | --- | 68.1355 | 85.1694
841211015519 | Support Clamp | FSCL6 | 810003288 | 6 | 4.8 | 0.40175 | --- | 43.3474 | 54.1842
841211015557 | Wall Bracket | FSWB6 | 810003289 | 1 | 24.6 | 1.2742 | --- | 257.7974 | 322.2467
841211000935 | 23° Bird Screen | FSBS5 | 810003229 | 6 | 5.4 | 1.2742 | --- | 92.0484 | 115.0605
662492910825 | 5" Dia W2 Bird Screen | W2-BS5 | 810013201 |  |  |  |  | 543.5111 | 679.3889
662492910382 | 5" Dia Test Port W2 | W2-TP05 | 810013165 | 1 |  |  |  | 239.6182 | 299.5228
841211001024 | Termination Tee | FSTT5 | 810003230 | 6 | 6.6 | 1.9184 | --- | 244.7814 | 305.9768
662492458877 | 5" x 4" Termination Cone | W2-CN0504 | 810003718 | 1 |  |  |  | 373.1965 | 466.4956
841211006548 | Storm Collar | FSC5 | 810003239 | 6 | 5.7 | 0.64367 | --- | 56.4895 | 70.6119
841211006333 | Variable Pitch Roof Flashing | FSVPF5 | 810003241 | 2 | 9.8 | 9.8958 | --- | 146.85 | 183.5625
6" Diameter
841211002441 | 6" Double Wall Vent Length | W2-606 | 810003719 | 1 | 8.2 | 1.9049 | --- | 161.5111 | 201.8889
841211002458 | 12" Double Wall Vent Length | W2-1206 | 810003720 | 1 | 5.4 | 0.79531 | --- | 203.9816 | 254.977
841211002465 | 18" Double Wall Vent Length | W2-1806 | 810003721 | 1 | 15.2 | 2.8889 | --- | 306.0043 | 382.5053
841211002472 | 24" Double Wall Vent Length | W2-2406 | 810003722 | 1 | 10.4 | 1.5824 | --- | 390.9877 | 488.7347
841211002489 | 36" Double Wall Vent Length | W2-3606 | 810003723 | 1 | 7.4 | 2.0163 | --- | 476.0137 | 595.0171
841211002571 | Double Wall Adjustable Vent Length | W2-AVL6 | 810003724 | 1 | 8.2 | 1.1889 | --- | 390.9877 | 488.7347
841211002526 | 90° Double Wall Elbow | W2-9006 | 810003725 | 1 | 12.8 | 2.8889 | --- | 408.0269 | 510.0337
841211028601 | 88° Double Wall Elbow | W2-8806 | 810003726 | 1 | 12.8 | 2.8889 | --- | 408.0269 | 510.0337
841211002502 | 45° Double Wall Elbow | W2-4506 | 810003727 | 1 | 8.8 | 1.9184 | --- | 300.3316 | 375.4145
841211007378 | 30° Double Wall Elbow | W2-3006 | 810003728 | 1 | 8.8 | 1.9047 | --- | 276.2813 | 345.3516
841211007651 | 15° Double Wall Elbow | W2-1506 | 810003729 | 1 | 8.8 | 2.5353 | --- | 276.2813 | 345.3516
841211002533 | Double Wall Standard Tee | W2-T6 | 810003730 | 1 | 15.2 | 3.8122 | --- | 560.9972 | 701.2465
662492516584 | Double Wall Wide Mouth Boot Tee | W2-WBT6 | 810003731 | 1 |  |  |  | 573.837 | 717.2963
662492473184 | Double Wall Wye | W2-WYE06 | 810004863 | 1 | 3 |  |  | 714.8758 | 893.5948
662492907689 | 6 to 8" Double Wall Increasing Wye | W2-WYE0608 | 810012570 | 1 |  |  |  | 1065.2328 | 1331.541
662492907009 | 6 to 10" Double Wall Increasing Wye | W2-WYE0610 | 810012571 | 1 |  |  |  | 1123.9908 | 1404.9885
662492907696 | 6 to12" Double Wall Increasing Wye | W2-WYE0612 | 810012572 | 1 |  |  |  | 1395.4199 | 1744.2749
841211002557 | Double Wall Tee Cap | W2-TC6 | 810003732 | 1 | 7.8 | 1.2742 | --- | 96.35 | 120.4375
662492658550 | 6" Universal Appliance Adapter | W2-AAU6 | 810003733 | 1 |  |  |  | 172.4222 | 215.5278
841211029301 | Double Wall IPS Draing Fitting | W2-IPSDF06 | 810003734 | 1 | 8.2 | 1.1889 | --- | 312.7817 | 390.9771
789665314331 | Ø6" Insulated Wall Thimble W2 | W2-WTI06 | 810016509 |  |  |  |  | 532.6804 | 665.8505
841211002588 | Double Wall Rain Cap | W2-RC6 | 810003736 | 1 | 6 | 2.8889 | --- | 317.9019 | 397.3774
662492910146 | 6" Dia Vent Length W/ Support Plate W2 | W2-SP6 | 810012899 |  |  |  |  | 536.9824 | 671.2281
841211002540 | Double-to-Single Wall Adapter | FSA-DWSW6 | 810003737 | 1 | 2.6 | 0.64367 | --- | 238.0387 | 297.5484
841211015953 | Firestop/ Flat Flashing | FSFS7 | 810003331 | 1 | 15.8 | 1.3 | --- | 74.8885 | 93.6106
841211015991 | Support Clamp | FSCL7 | 810003332 | 1 | 5.4 | 0.40175 | --- | 47.5989 | 59.4987
841211016035 | Wall Bracket | FSWB7 | 810003333 | 1 | 30 | 1.9047 | --- | 297.5017 | 371.8771
841211015410 | 23° Bird Screen | FSBS6 | 810003281 | 1 | 6.4 | 1.9184 | --- | 116.7248 | 145.906
662492910832 | 6" Dia W2 Bird Screen | W2-BS6 | 810013202 |  |  |  |  | 563.0971 | 703.8714
841211015496 | Termination Tee | FSTT6 | 810003282 | 1 | 5 | 1.9184 | --- | 258.763 | 323.4537
662492830581 | 6"x 4" Termination Cone | W2-CN0604 | 810003738 | 1 |  |  |  | 485.6881 | 607.1101
662492861288 | 6" x 5" Termoination Cone | W2-CN0605 | 810003739 | 1 |  |  |  | 408.1353 | 510.1691
841211006555 | Storm Collar | FSC6 | 810003293 | 1 | 6.6 | 0.64367 | --- | 56.8327 | 71.0409
841211015489 | Tall Cone Flashing | FSAF6 | 810005260 | 1 |  |  |  | 400.1234 | 500.1543
841211006340 | Variable Pitch Roof Flashing | FSVPF6 | 810003295 | 1 | 10.6 | 9.8958 | --- | 194.4847 | 243.1059
662492323984 | 6" Dia PVC TO 6" FASNSEAL | FSA-06PVC-06FNS | 810005332 |  |  |  |  | 95.906 | 119.8826
662492910399 | 6" Dia Test Port W2 | W2-TP06 | 810013166 |  |  |  |  | 272.9307 | 341.1634
662492900086 | W2 Fixed Blade Damper | W2-FBD06 | 810009507 | 1 |  |  |  | 1211.1321 | 1513.9151
7" Diameter
841211002625 | 6" Double Wall Vent Length | W2-607 | 810003740 | 1 | 12.6 | 1.9184 | --- | 195.5045 | 244.3806
841211002632 | 12" Double Wall Vent Length | W2-1207 | 810003741 | 1 | 7.4 | 1.2742 | --- | 280.5305 | 350.6631
841211002649 | 18" Double Wall Vent Length | W2-1807 | 810003742 | 1 | 10.8 | 1.9047 | --- | 422.1767 | 527.7208
841211002656 | 24" Double Wall Vent Length | W2-2407 | 810003743 | 1 | 16.8 | 2.7303 | --- | 495.8361 | 619.7951
841211002663 | 36" Double Wall Vent Length | W2-3607 | 810003744 | 1 | 11.2 | 2.1888 | --- | 699.8602 | 874.8252
841211002762 | Double Wall Adjustable Vent Length | W2-AVL7 | 810003745 | 1 | 9.6 | 1.9047 | --- | 493.0104 | 616.263
841211002717 | 90° Double Wall Elbow | W2-9007 | 810003746 | 1 | 12.8 | 1.9184 | --- | 504.2495 | 630.3118
841211029004 | 88° Double Wall Elbow | W2-8807 | 810003747 | 1 | 13 | 1.9184 | --- | 504.2495 | 630.3118
841211002694 | 45° Double Wall Elbow | W2-4507 | 810003748 | 1 | 16.6 | 2.5353 | --- | 416.5253 | 520.6566
841211007385 | 30° Double Wall Elbow | W2-3007 | 810003749 | 1 | 10.8 | 1.9047 | --- | 383.1905 | 478.9881
841211007668 | 15° Double Wall Elbow | W2-1507 | 810003750 | 1 | 10.8 | 1.2742 | --- | 383.1905 | 478.9881
841211002724 | Double Wall Standard Tee | W2-T7 | 810003751 | 1 | 21.6 | 3.8122 | --- | 714.0099 | 892.5124
662492632390 | Double Wall Wide Mouth Boot Tee | W2-WBT7 | 810003752 | 1 |  |  |  | 748.2914 | 935.3643
662492899069 | Double Wall Wye | W2-WYE07 | 810007021 | 1 | 3 |  |  | 842.1576 | 1052.697
841211002748 | Double Wall Tee Cap | W2-TC7 | 810003753 | 1 | 9.8 | 1.2742 | --- | 99.1757 | 123.9696
662492795859 | 8" Universal Appliance Adapter | W2-AAU7 | 810003754 | 1 |  |  |  | 191.3236 | 239.1545
662492123140 | Double Wall IPS Draing Fitting | W2-IPSDF07 | 810003755 | 1 | 9.8 | 1.3 | --- | 345.1816 | 431.4771
789665314348 | Ø7" Insulated Wall Thimble W2 | W2-WTI07 | 810016510 |  |  |  |  | 600.6582 | 750.8228
841211002779 | Double Wall Rain Cap | W2-RC7 | 810003757 | 1 | 8 | 2.8889 | --- | 333.1352 | 416.419
662492004216 | Double Wall Stepped Reducer | W2-75R | 810003758 | 1 | 5.2 | 2.4 |  | 196.8321 | 246.0401
662492912584 | 7" Dia To 5" Tapered Reducer W2 | W2-0705TR | 810014761 |  |  |  |  | 448.0621 | 560.0776
841211002731 | Double-to-Single Wall Adapter | FSA-DWSW7 | 810003759 | 1 | 3 | 0.64367 | --- | 243.6689 | 304.5861
841211016233 | Firestop/ Flat Flashing | FSFS8 | 810003374 | 1 | 15.6 | 1.9103 | --- | 83.1648 | 103.956
841211016264 | Support Clamp | FSCL8 | 810003375 | 1 | 5.8 | 0.64367 | --- | 62.5521 | 78.1901
841211016295 | Wall Bracket | FSWB8 | 810003376 | 1 | 33.2 | 2.8889 | --- | 325.833 | 407.2913
841211015892 | 23° Bird Screen | FSBS7 | 810003327 | 1 | 8 | 1.9184 | --- | 133.202 | 166.5026
662492910849 | 7" Dia W2 Bird Screen | W2-BS7 | 810013203 |  |  |  |  | 605.5334 | 756.9168
662492910405 | 7" Dia Test Port W2 | W2-TP07 | 810013167 |  |  |  |  | 301.7384 | 377.173
662492911839 | 7" Dia Vent Length W/ Support Plate W2 | W2-SP7 | 810012900 |  |  |  |  | 566.3614 | 707.9518
841211006562 | Storm Collar | FSC7 | 810003336 | 1 | 7 | 1.125 | --- | 66.166 | 82.7075
841211015960 | Tall Cone Flashing | FSAF7 | 810005261 | 1 |  |  |  | 456.4618 | 570.5773
841211006357 | Variable Pitch Roof Flashing | FSVPF7 | 810003338 | 1 | 11.4 | 9.8958 | --- | 237.2696 | 296.587
8" Diameter
841211002786 | 6" Double Wall Vent Length | W2-608 | 810003760 | 1 | 13.4 | 1.9047 | --- | 201.1771 | 251.4714
841211002793 | 12" Double Wall Vent Length | W2-1208 | 810003761 | 1 | 8.8 | 1.2742 | --- | 286.1606 | 357.7008
841211002809 | 18" Double Wall Vent Length | W2-1808 | 810003762 | 1 | 13.2 | 1.9047 | --- | 430.675 | 538.3438
841211002816 | 24" Double Wall Vent Length | W2-2408 | 810003763 | 1 | 17 | 2.5353 | --- | 504.3345 | 630.4181
841211002823 | 36" Double Wall Vent Length | W2-3608 | 810003764 | 1 | 13.2 | 2.1888 | --- | 705.5116 | 881.8895
841211002939 | Double Wall Adjustable Vent Length | W2-AVL8 | 810003765 | 1 | 10.6 | 1.9047 | --- | 501.5088 | 626.8859
841211002885 | 90° Double Wall Elbow | W2-9008 | 810003766 | 1 | 13.6 | 2.8889 | --- | 512.8116 | 641.0144
841211027826 | 88° Double Wall Elbow | W2-8808 | 810003767 | 1 | 13.6 | 2.8889 | --- | 512.8116 | 641.0144
841211002861 | 45° Double Wall Elbow | W2-4508 | 810003768 | 1 | 8.6 | 2.8889 | --- | 433.5007 | 541.8759
841211007392 | 30° Double Wall Elbow | W2-3008 | 810003769 | 1 | 7.2 | 1.9184 | --- | 398.8275 | 498.5343
841211007675 | 15° Double Wall Elbow | W2-1508 | 810003770 | 1 | 7.2 | 1.2742 | --- | 398.8275 | 498.5343
841211002892 | Double Wall Standard Tee | W2-T8 | 810003771 | 1 | 15.2 | 3.8122 | --- | 796.1465 | 995.1831
662492253243 | Double Wall Wide Mouth Boot Tee | W2-WBT8 | 810003772 | 1 |  |  |  | 837.9212 | 1047.4015
662492468173 | Double Wall Wye | W2-WYE08 | 810004864 | 1 | 3 |  |  | 951.2562 | 1189.0703
662492907702 | 8 to 10" Double Wall Increasing Wye | W2-WYE0810 | 810012573 | 1 |  |  |  | 1378.1189 | 1722.6487
662492904749 | 8 to 12" Double Wall Increasing Wye | W2-WYE0812 | 810012574 | 1 |  |  |  | 1475.8857 | 1844.8571
662492907719 | 8 to 14" Double Wall Increasing Wye | W2-WYE0814 | 810012575 | 1 |  |  |  | 1643.509 | 2054.3863
662492880029 | 8" Universal Appliance Adapter | W2-AAU8 | 810003773 | 1 |  |  |  | 221.0693 | 276.3366
841211002915 | Double Wall Tee Cap | W2-TC8 | 810003774 | 1 | 4.8 | 0.64367 | --- | 102.0014 | 127.5018
841211027642 | Double Wall IPS Draing Fitting | W2-IPSDF08 | 810003775 | 1 | 5.2 | 0.6 | --- | 355.5709 | 444.4636
789665314355 | Ø8" Insulated Wall Thimble W2 | W2-WTI08 | 810016511 |  |  |  |  | 705.5127 | 881.8909
841211002946 | Double Wall Rain Cap | W2-RC8 | 810003777 | 1 | 6.8 | 2.8889 | --- | 368.892 | 461.115
841211027765 | 8"-to-6" Termination Cone | W2-CN0806 | 810003778 | 1 | 11.8 | 1.9 | --- | 775.6017 | 969.5021
841211024160 | 8"-to-9" Stepped Increaser | W2-89I | 810003779 | 1 | 5.8 | 0.77 | --- | 365.5139 | 456.8924
662492860588 | 8"-to-7" Tapered Reducer | W2-0807TR | 810003780 | 1 | 6 | 0.8 | --- | 610.372 | 762.965
662492243534 | 8" x 10" Eccentric Increaser | W2-0810EI | 810003781 | 1 |  |  |  | 893.5179 | 1116.8974
841211026676 | 8"- 10" Tapered Increaser | FS0810TI | 810005393 | 1 |  |  |  | 452.6426 | 565.8032
841211002908 | Double-to-Single Wall Adapter | FSA-DWSW8 | 810003782 | 1 | 3.2 | 0.64367 | --- | 252.1885 | 315.2356
841211016554 | Firestop/ Flat Flashing | FSFS9 | 810003413 | 1 | 18 | 5.1817 | --- | 91.7758 | 114.7197
841211016592 | Support Clamp | FSCL9 | 810003414 | 1 | 6.4 | 0.40175 | --- | 54.8078 | 68.5097
841211016639 | Wall Bracket | FSWB9 | 810003415 | 1 | 37 | 2.8889 | --- | 345.665 | 432.0812
841211016172 | 23° Bird Screen | FSBS8 | 810003369 | 1 | 10 | 2.8889 | --- | 160.8419 | 201.0523
662492910856 | 8" Dia W2 Bird Screen | W2-BS8 | 810013204 | 1 |  |  |  | 651.234 | 814.0425
662492910412 | 8" Dia Test Port W2 | W2-TP08 | 810013168 | 1 |  |  |  | 312.5923 | 390.7404
662492911846 | 8" Dia Vent Length W/ Support Plate W2 | W2-SP8 | 810012901 |  |  |  |  | 599.0047 | 748.7559
841211006579 | Storm Collar | FSC8 | 810003381 | 1 | 7.2 | 1.2742 | --- | 66.166 | 82.7075
841211016240 | Tall Cone Flashing | FSAF8 | 810005262 | 1 |  |  |  | 494.5357 | 618.1696
841211006364 | Variable Pitch Roof Flashing | FSVPF8 | 810003383 | 1 | 11.8 | 7.0417 | --- | 260.8047 | 326.0059
662492900093 | W2 Fixed Blade Damper | W2-FBD08 | 810009509 | 1 |  |  |  | 1268.8455 | 1586.0568
9" Diameter
841211002953 | 6" Double Wall Vent Length | W2-609 | 810003783 | 1 | 5.6 | 1.2742 | --- | 215.3481 | 269.1852
841211002960 | 12" Double Wall Vent Length | W2-1209 | 810003784 | 1 | 9.6 | 2.8889 | --- | 359.8625 | 449.8282
841211002977 | 18" Double Wall Vent Length | W2-1809 | 810003785 | 1 | 6.5 | 1.1564 | --- | 535.5021 | 669.3777
841211002984 | 24" Double Wall Vent Length | W2-2409 | 810003786 | 1 | 9.8 | 1.5392 | --- | 631.8309 | 789.7886
841211002991 | 36" Double Wall Vent Length | W2-3609 | 810003787 | 1 | 15 | 2.3607 | --- | 869.8484 | 1087.3105
841211003080 | Double Wall Adjustable Vent Length | W2-AVL9 | 810003788 | 1 | 5.9 | 1.1564 | --- | 631.8309 | 789.7886
841211003035 | 90° Double Wall Elbow | W2-9009 | 810003789 | 1 | 7.4 | 1.9184 | --- | 745.1564 | 931.4455
662492354926 | 88° Double Wall Elbow | W2-8809 | 810003790 | 1 | 7.4 | 1.9 | --- | 745.1564 | 931.4455
841211003011 | 45° Double Wall Elbow | W2-4509 | 810003791 | 1 | 10 | 2.8889 | --- | 620.5281 | 775.6601
841211007408 | 30° Double Wall Elbow | W2-3009 | 810003792 | 1 | 8.8 | 2.8889 | --- | 570.8765 | 713.5956
841211007682 | 15° Double Wall Elbow | W2-1509 | 810003793 | 1 | 8.8 | 2.8889 | --- | 570.8765 | 713.5956
841211003042 | Double Wall Standard Tee | W2-T9 | 810003794 | 1 | 15.2 | 3.8122 | --- | 952.0062 | 1190.0077
662492768471 | Double Wall Wide Mouth Boot Tee | W2-WBT9 | 810003795 | 1 |  |  |  | 853.806 | 1067.2575
662492798089 | Double Wall Wye | W2-WYE09 | 810007022 | 1 | 3 |  |  | 1308.5543 | 1635.6929
841211003066 | Double Wall Tee Cap | W2-TC9 | 810003796 | 1 | 5 | 0.79531 | --- | 150.1871 | 187.7338
662492173282 | 9" Universal Appliance Adaper | W2-AAU9 | 810003797 | 1 |  |  |  | 267.8453 | 334.8067
662492156285 | Double Wall IPS Draing Fitting | W2-IPSDF09 | 810003798 | 1 | 5.2 | 0.8 | --- | 374.246 | 467.8075
841211003844 | Double Wall Wall Thimble w/ AVL | W2-WT9 | 810003799 | 1 | 14 | 3.5072 | --- | 833.0081 | 1041.2601
789665314362 | Ø9" Insulated Wall Thimble W2 | W2-WTI09 | 810016512 |  |  |  |  | 833.0095 | 1041.2618
841211003097 | Double Wall Rain Cap | W2-RC9 | 810003800 | 1 | 9.4 | 5.1817 | --- | 406.0511 | 507.5638
841211003059 | Double-to-Single Wall Adapter | FSA-DWSW9 | 810003801 | 1 | 7.2 | 1.9047 | --- | 280.5305 | 350.6631
841211016844 | Firestop/ Flat Flashing | FSFS10 | 810003451 | 1 | 18.2 | 1.5 | --- | 100.2752 | 125.344
841211016882 | Support Clamp | FSCL10 | 810003452 | 1 | 7 | 0.64367 | --- | 73.7508 | 92.1885
841211016936 | Wall Bracket | FSWB10 | 810003453 | 1 | 6.8 | 0.79531 | --- | 368.3301 | 460.4126
662492910429 | 9" Dia Test Port W2 | W2-TP09 | 810013169 | 1 |  |  |  | 346.2966 | 432.8707
841211016493 | 23° Bird Screen | FSBS9 | 810003409 | 1 | 14 | 5.7507 | --- | 170.8805 | 213.6007
662492910863 | 9" Dia W2 Bird Screen | W2-BS9 | 810013205 | 1 |  |  |  | 696.9347 | 871.1683
662492548448 | 9" x 8" Termination Cone | W2-CN0908 | 810003802 | 1 |  |  |  | 725.8878 | 907.3598
841211006586 | Storm Collar | FSC9 | 810003419 | 1 | 7.4 | 0.76749 | --- | 86.0203 | 107.5253
662492911853 | 9" Dia Vent Length W/ Support Plate W2 | W2-SP9 | 810012902 |  |  |  |  | 701.8312 | 877.289
841211006371 | Variable Pitch Roof Flashing | FSVPF9 | 810003421 | 1 | 12.6 | 9.8958 | --- | 276.4651 | 345.5813
10" Diameter
841211003110 | 6" Double Wall Vent Length | W2-610 | 810003803 | 1 | 5.8 | 1.125 | --- | 223.8677 | 279.8347
841211003127 | 12" Double Wall Vent Length | W2-1210 | 810003804 | 1 | 11.8 | 2.8889 | --- | 365.5139 | 456.8924
841211003134 | 18" Double Wall Vent Length | W2-1810 | 810003805 | 1 | 9 | 2.8889 | --- | 535.5021 | 669.3777
841211003141 | 24" Double Wall Vent Length | W2-2410 | 810003806 | 1 | 11.6 | 2.3961 | --- | 646.0019 | 807.5024
841211003158 | 36" Double Wall Vent Length | W2-3610 | 810003807 | 1 | 16.4 | 5.8294 | --- | 883.9981 | 1104.9977
841211003240 | Double Wall Adjustable Vent Length | W2-AVL10 | 810003808 | 1 | 6.2 | 2.3961 | --- | 643.1975 | 803.9968
841211003196 | 90° Double Wall Elbow | W2-9010 | 810003809 | 1 | 8.2 | 1.9184 | --- | 756.5229 | 945.6537
841211028489 | 88° Double Wall Elbow | W2-8810 | 810003810 | 1 | 8.2 | 1.1889 | --- | 756.5229 | 945.6537
841211003172 | 45° Double Wall Elbow | W2-4510 | 810003811 | 1 | 5.9 | 1.9184 | --- | 640.3293 | 800.4116
841211007415 | 30° Double Wall Elbow | W2-3010 | 810003812 | 1 | 5.3 | 2.8889 | --- | 589.1055 | 736.3818
841211007699 | 15° Double Wall Elbow | W2-1510 | 810003813 | 1 | 5.3 | 1.9184 | --- | 589.1055 | 736.3818
841211003202 | Double Wall Standard Tee | W2-T10 | 810003814 | 1 | 9.4 | 2.8889 | --- | 997.3449 | 1246.6811
662492405864 | Double Wall Wide Mouth Boot Tee | W2-WBT10 | 810003815 | 1 |  |  |  | 1368.3333 | 1710.4166
662492129913 | Double Wall Wye | W2-WYE10 | 810004865 | 1 | 3 |  |  | 1429.472 | 1786.8399
662492907870 | 10 to 12" Double Wall Increasing Wye | W2-WYE1012 | 810012576 | 1 |  |  |  | 1526.646 | 1908.3075
662492907887 | 10 to 14" Double Wall Increasing Wye | W2-WYE1014 | 810012577 | 1 |  |  |  | 1655.2606 | 2069.0758
662492907894 | 10 to 16" Double Wall Increasing Wye | W2-WYE1016 | 810012578 | 1 |  |  |  | 2000.9533 | 2501.1916
662492419687 | 10" Universal Appliance Adapter | W2-AAU10 | 810003816 | 1 |  |  |  | 287.5104 | 359.388
841211003226 | Double Wall Tee Cap | W2-TC10 | 810003817 | 1 | 6 | 0.79531 | --- | 158.6642 | 198.3302
662492249666 | Double Wall IPS Draing Fitting | W2-IPSDF10 | 810003818 | 1 | 6.3 | 0.8 | --- | 393.9421 | 492.4276
789665314379 | Ø10" Insulated Wall Thimble W2 | W2-WTI10 | 810016513 |  |  |  |  | 847.1826 | 1058.9782
662492909096 | Double Wall Rain Cap | W2-RC10 | 810012601 | 1 | 10.7 | 9.8958 | --- | 985.4199 | 1231.7749
841211003219 | Double-to-Single Wall Adapter | FSA-DWSW10 | 810003821 | 1 | 6 | 1.9184 | --- | 291.8333 | 364.7916
662492185735 | 10" x 7" Tapered Reducer | W2-1007TR | 810004763 | 1 |  |  |  | 1105.1132 | 1381.3915
841211001819 | Firestop/ Flat Flashing | FSFS11 | 810003823 | 1 | 20 | 1.5 | --- | 113.2585 | 141.5732
841211028472 | 10" Termination Cone | W2-CN1008 | 810003824 | 1 |  |  |  | 905.2978 | 1131.6223
841211001857 | Support Clamp | FSCL11 | 810003825 | 1 | 7.4 | 0.64367 | --- | 93.4489 | 116.8111
841211001932 | Wall Bracket | FSWB11 | 810003826 | 1 | 8 | 1.1889 | --- | 424.9928 | 531.241
841211016783 | 23° Bird Screen | FSBS10 | 810003447 | 1 | 6 | 2.8889 | --- | 199.0111 | 248.7639
662492910870 | 10" Dia W2 Bird Screen | W2-BS10 | 810013206 | 1 |  |  |  | 752.4283 | 940.5354
662492910436 | 10" Dia Test Port W2 | W2-TP10 | 810013170 | 1 |  |  |  | 354.2942 | 442.8677
841211007446 | Storm Collar | FSC11 | 810003827 | 1 | 4.6 | 0.76749 | --- | 105.5399 | 131.9249
662492911822 | 10" Vent Length W/ Support Plate W2 | W2-SP10 | 810012903 |  |  |  |  | 732.8423 | 916.0529
841211006593 | Storm Collar | FSC10 | 810003460 | 1 | 7.6 | 1.9103 | --- | 99.7621 | 124.7026
841211006388 | Variable Pitch Roof Flashing | FSVPF10 | 810003462 | 1 | 13 | 7.0417 | --- | 333.217 | 416.5213
662492900109 | W2 Fixed Blade Damper | W2-FBD10 | 810009511 | 1 |  |  |  | 1440.7125 | 1800.8906
12" Diameter
841211003301 | 6" Double Wall Vent Length | W2-612 | 810003828 | 1 | 6.4 | 1.9184 | --- | 246.5158 | 308.1448
841211003318 | 12" Double Wall Vent Length | W2-1212 | 810003829 | 1 | 8 | 1.9184 | --- | 419.3297 | 524.1622
841211003325 | 18" Double Wall Vent Length | W2-1812 | 810003830 | 1 | 8.2 | 2.8889 | --- | 620.5281 | 775.6601
841211003332 | 24" Double Wall Vent Length | W2-2412 | 810003831 | 1 | 14.2 | 3.8122 | --- | 719.6826 | 899.6032
841211003349 | 36" Double Wall Vent Length | W2-3612 | 810003832 | 1 | 20 | 3.5697 | --- | 969.0029 | 1211.2536
841211003431 | Double Wall Adjustable Vent Length | W2-AVL12 | 810003833 | 1 | 8.5 | 2.8889 | --- | 716.8356 | 896.0446
841211003387 | 90° Double Wall Elbow | W2-9012 | 810003834 | 1 | 11.4 | 2.8889 | --- | 918.034 | 1147.5425
841211028298 | 88° Double Wall Elbow | W2-8812 | 810003835 | 1 | 11.4 | 2.8889 | --- | 918.0765 | 1147.5956
841211003363 | 45° Double Wall Elbow | W2-4512 | 810003836 | 1 | 7.6 | 1.9184 | --- | 716.8356 | 896.0446
841211007422 | 30° Double Wall Elbow | W2-3012 | 810003837 | 1 | 6.6 | 1.9184 | --- | 659.493 | 824.3663
841211007705 | 15° Double Wall Elbow | W2-1512 | 810003838 | 1 | 6.6 | 2.8889 | --- | 659.493 | 824.3663
841211003394 | Double Wall Standard Tee | W2-T12 | 810003839 | 1 | 14.8 | 3.8122 | --- | 1110.6703 | 1388.3379
662492697245 | Double Wall Wide Mouth Boot Tee | W2-WBT12 | 810003840 | 1 |  |  |  | 1546.9574 | 1933.6968
662492830246 | Double Wall Wye | W2-WYE12 | 810004866 | 1 | 3 |  |  | 1667.8455 | 2084.8069
662492907726 | 12 to 14" Double Wall Increasing Wye | W2-WYE1214 | 810012579 | 1 |  |  |  | 1855.6906 | 2319.6132
841211003417 | Double Wall Tee Cap | W2-TC12 | 810003841 | 1 | 8.6 | 0.79531 | --- | 172.8351 | 216.0439
662492460764 | 12" Universal Appliance Adapter | W2-AAU12 | 810003842 | 1 |  |  |  | 332.3581 | 415.4476
662492885857 | Double Wall IPS Draing Fitting | W2-IPSDF12 | 810003843 | 1 | 9 | 1.2 | --- | 463.3299 | 579.1624
789665314386 | Ø12" Insulated Wall Thimble W2 | W2-WTI12 | 810016514 |  |  |  |  | 952.0065 | 1190.0081
662492909140 | Double Wall Rain Cap | W2-RC12 | 810009880 | 1 | 20.2 | 9.8958 | --- | 1050.7065 | 1313.3832
841211003400 | Double-to-Single Wall Adapter | FSA-DWSW12 | 810003846 | 1 | 8.4 | 1.9184 | --- | 303.1998 | 378.9998
662492004292 | 12" x 10" Stepped Reducer | W2-1210R | 810003847 | 1 |  |  |  | 306.834 | 383.5426
841211001826 | Firestop/ Flat Flashing | FSFS13 | 810003848 | 1 | 22 | 1.6 | --- | 130.1012 | 162.6265
841211001864 | Support Clamp | FSCL13 | 810003849 | 1 | 8.2 | 0.76749 | --- | 120.6425 | 150.8032
841211001949 | Wall Bracket | FSWB13 | 810003850 | 1 | 9.6 | 1.1889 | --- | 481.6556 | 602.0694
841211003455 | 12" Termination Cone | W2-CN1210 | 810003851 | 1 |  |  |  | 1053.1292 | 1316.4115
662492910443 | 12" Dia Test Port W2 | W2-TP12 | 810013171 | 1 |  |  |  | 410.3917 | 512.9896
841211007453 | Storm Collar | FSC13 | 810003852 | 1 | 5.8 | 0.76749 | --- | 119.2371 | 149.0464
662492911860 | 12" Vent Length W/ Support Plate W2 | W2-SP12 | 810012904 |  |  |  |  | 799.7611 | 999.7014
841211017094 | 23° Bird Screen | FSBS12 | 810003488 | 1 | 3.6 | 1.9184 | --- | 254.0007 | 317.5009
662492910887 | 12" Dia W2 Bird Screen | W2-BS12 | 810013207 | 1 |  |  |  | 832.4044 | 1040.5055
841211006395 | Variable Pitch Roof Flashing | FSVPF12 | 810003503 | 1 | 9.2 | 9.8958 | --- | 354.856 | 443.5699
662492900116 | W2 Fixed Blade Damper | W2-FBD12 | 810009512 | 1 |  |  |  | 1697.8765 | 2122.3456
14" Diameter
841211003462 | 6" Double Wall Vent Length | W2-614 | 810003853 | 1 | 9.4 | 1.9184 | --- | 337.1932 | 421.4915
841211003479 | 12" Double Wall Vent Length | W2-1214 | 810003854 | 1 | 18.8 | 3.8009 | --- | 478.8394 | 598.5493
841211003486 | 18" Double Wall Vent Length | W2-1814 | 810003855 | 1 | 25.8 | 5.8294 | --- | 677.1908 | 846.4886
841211003493 | 24" Double Wall Vent Length | W2-2414 | 810003856 | 1 | 17.8 | 3.8009 | --- | 790.5163 | 988.1454
841211003509 | 36" Double Wall Vent Length | W2-3614 | 810003857 | 1 | 25.2 | 5.8294 | --- | 1215.4974 | 1519.3718
841211003585 | Double Wall Adjustable Vent Length | W2-AVL14 | 810003858 | 1 | 9 | 2.8556 | --- | 790.5163 | 988.1454
841211003530 | 90° Double Wall Elbow | W2-9014 | 810003859 | 1 | 15 | 5.1817 | --- | 1042.6623 | 1303.3279
841211028564 | 88° Double Wall Elbow | W2-8814 | 810003860 | 1 | 15 | 5.2 | --- | 1042.6623 | 1303.3279
841211003516 | 45° Double Wall Elbow | W2-4514 | 810003861 | 1 | 10.4 | 2.8889 | --- | 742.3519 | 927.9399
841211005503 | 30° Double Wall Elbow | W2-3014 | 810003862 | 1 | 9.6 | 3.5072 | --- | 682.9697 | 853.7122
841211005466 | 15° Double Wall Elbow | W2-1514 | 810003863 | 1 | 9.6 | 3.5072 | --- | 682.9697 | 853.7122
841211003547 | Double Wall Standard Tee | W2-T14 | 810003864 | 1 | 18.8 | 3.8122 | --- | 1357.1862 | 1696.4827
662492252598 | Double Wall Wide Mouth Boot Tee | W2-WBT14 | 810003865 | 1 |  |  |  | 1677.828 | 2097.285
662492852439 | Double Wall Wye | W2-WYE14 | 810004867 | 1 | 3 |  |  | 2133.7876 | 2667.2345
662492911433 | 14" to 20" Dia Increasing Wye W2 | W2-WYE1420 | 810013215 |  |  |  |  | 4913.063 | 6141.3287
841211003561 | Double Wall Tee Cap | W2-TC14 | 810003866 | 1 | 11.8 | 1.1889 | --- | 220.9995 | 276.2494
662492166659 | 14" Universal Appliance Adapter | W2-AAU14 | 810003867 | 1 |  |  |  | 401.663 | 502.0788
841211028861 | Double Wall IPS Draing Fitting | W2-IPSDF14 | 810003868 | 1 | 12.2 | 1.1889 | --- | 520.1201 | 650.1502
789665314393 | Ø14" Insulated Wall Thimble W2 | W2-WTI14 | 810016515 |  |  |  |  | 1325.997 | 1657.4962
662492909157 | Double Wall Rain Cap | W2-RC14 | 810009881 | 1 |  |  |  | 1591.7694 | 1989.7118
841211026133 | 14"-to-12" Termination Cone | W2-CN1412 | 810003870 | 1 | 6 | 1.9 | --- | 1699.967 | 2124.9588
841211003554 | Double-to-Single Wall Adapter | FSA-DWSW14 | 810003871 | 1 | 4.5 | 3.8009 | --- | 348.496 | 435.62
841211001833 | Firestop/ Flat Flashing | FSFS15 | 810003872 | 1 | 26 | 1.6 | --- | 135.6336 | 169.542
841211001871 | Support Clamp | FSCL15 | 810003873 | 1 | 10 | 0.76749 | --- | 138.4668 | 173.0835
841211001956 | Wall Bracket | FSWB15 | 810003874 | 1 | 11 | 1.9047 | --- | 498.6544 | 623.318
662492910450 | 14" Dia Test Port W2 | W2-TP14 | 810013172 | 1 |  |  |  | 467.697 | 584.6213
841211007460 | Storm Collar | FSC15 | 810003875 | 1 | 2.8 | 0.76749 | --- | 137.8198 | 172.2748
662492911877 | 14" Vent Length W/ Support Plate W2 | W2-SP14 | 810012905 |  |  |  |  | 915.6448 | 1144.5561
841211017384 | 23° Bird Screen | FSBS14 | 810003528 | 1 | 5 | 1.9184 | --- | 356.3506 | 445.4382
662492910894 | 14" Dia W2 Bird Screen | W2-BS14 | 810013208 |  |  |  |  | 995.621 | 1244.5262
841211006401 | Variable Pitch Roof Flashing | FSVPF14 | 810003540 | 1 | 10 | 9.8958 | --- | 394.3191 | 492.8989
662492900123 | W2 Fixed Blade Damper | W2-FBD14 | 810009513 | 1 |  |  |  | 1853.7809 | 2317.2262
16" Diameter
841211003608 | 6" Double Wall Vent Length | W2-616 | 810003876 | 1 | 10.4 | 2.8889 | --- | 450.5187 | 563.1483
841211003615 | 12" Double Wall Vent Length | W2-1216 | 810003877 | 1 | 10.2 | 3.8122 | --- | 558.1502 | 697.6878
841211003622 | 18" Double Wall Vent Length | W2-1816 | 810003878 | 1 | 14 | 2.8556 | --- | 756.5229 | 945.6537
841211003639 | 24" Double Wall Vent Length | W2-2416 | 810003879 | 1 | 19 | 3.8122 | --- | 847.1791 | 1058.9738
841211003646 | 36" Double Wall Vent Length | W2-3616 | 810003880 | 1 | 28.2 | 6.4688 | --- | 1266.5088 | 1583.136
841211003721 | Double Wall Adjustable Vent Length | W2-AVL16 | 810003881 | 1 | 10.6 | 3.8122 | --- | 847.1791 | 1058.9738
841211003677 | 90° Double Wall Elbow | W2-9016 | 810003882 | 1 | 18 | 5.1817 | --- | 1292.0038 | 1615.0048
662492825242 | 88° Double Wall Elbow | W2-8816 | 810003883 | 1 | 18 | 5.2 | --- | 1292.0038 | 1615.0048
841211003653 | 45° Double Wall Elbow | W2-4516 | 810003884 | 1 | 13.4 | 3.5072 | --- | 847.1791 | 1058.9738
841211007439 | 30° Double Wall Elbow | W2-3016 | 810003885 | 1 | 12 | 3.5072 | --- | 777.1739 | 971.4674
841211007712 | 15° Double Wall Elbow | W2-1516 | 810003886 | 1 | 12 | 0 | --- | 777.1739 | 971.4674
841211003684 | Double Wall Standard Tee | W2-T16 | 810003887 | 1 | 23.4 | 9.8958 | --- | 1796.3383 | 2245.4228
662492867235 | Double Wall Wide Mouth Boot Tee | W2-WBT16 | 810003888 | 1 |  |  |  | 3028.0725 | 3785.0907
662492907733 | Double Wall Wye | W2-WYE16 | 810009327 | 1 |  |  |  | 2344.436 | 2930.545
841211003707 | Double Wall Tee Cap | W2-TC16 | 810003889 | 1 | 13 | 1.9047 | --- | 249.7877 | 312.2346
662492184660 | Double Wall IPS Draing Fitting | W2-IPSDF16 | 810003890 | 1 | 13.4 | 1.9 | --- | 577.1016 | 721.3769
662492829271 | 16" Universal Appliance Adapter | W2-AAU16 | 810003891 | 1 |  |  |  | 460.0472 | 575.0589
789665314409 | Ø16" Insulated Wall Thimble W2 | W2-WTI16 | 810016516 |  |  |  |  | 1382.6588 | 1728.3235
662492909164 | Double Wall Rain Cap | W2-RC16 | 810009882 | 1 |  |  |  | 2124.6714 | 2655.8393
841211003691 | Double-to-Single Wall Adapter | FSA-DWSW16 | 810003893 | 1 | 5 | 1.9047 | --- | 385.3363 | 481.6704
841211001840 | Firestop/ Flat Flashing | FSFS17 | 810003894 | 1 | 28 | 1.8 | --- | 141.1214 | 176.4018
841211001888 | Support Clamp | FSCL17 | 810003895 | 1 | 11 | 0.76749 | --- | 159.0795 | 198.8494
841211001963 | Wall Bracket | FSWB17 | 810003896 | 1 | 12.2 | 2.5353 | --- | 566.672 | 708.34
841211026140 | 16" Termination Cone | W2-CN1614 | 810003897 | 1 |  |  |  | 2092.6456 | 2615.807
662492910467 | 16" Dia Test Port W2 | W2-TP16 | 810013173 | 1 |  |  |  | 693.703 | 867.1287
841211007477 | Storm Collar | FSC17 | 810003898 | 1 | 3 | 0.76749 | --- | 159.2134 | 199.0167
662492911884 | 16" Vent Length W/ Support Plate W2 | W2-SP16 | 810012906 |  |  |  |  | 1013.5748 | 1266.9685
841211017650 | 23° Bird Screen | FSBS16 | 810003563 | 1 | 6 | 3.8122 | --- | 468.7168 | 585.896
662492910900 | 16" Dia W2 Bird Screen | W2-BS16 | 810013209 | 1 |  |  |  | 1002.1496 | 1252.687
841211006418 | Variable Pitch Roof Flashing | FSVPF16 | 810003574 | 1 | 10.8 | 10.6337 | --- | 433.2915 | 541.6143
662492915400 | 16" Dia To 20" Eccentric Increaser W2 | W2-1620EI | 810013480 | 1 |  | 5.18 |  | 1475.4776 | 1844.347
662492900130 | W2 Fixed Blade Damper | W2-FBD16 | 810009514 | 1 |  |  |  | 2262.1814 | 2827.7267

## FNS W-2-316
FNS W2 -316
UPC-A Listing | Description | Order # | Stock # | Pcs/ Ctn | Lbs/ Ctn | Cube | Plt Qty | M.A.P | 05/12/2025 MSRP (ea.)
| 3" Diameter | [6 empty] | 0.8
662492940891 | 6" Double Wall Vent Length -316 | W2-603B | 810015208 | 8 | 6.4 | 0.64367 | --- | 109.9769 | 137.4712
662492940884 | 12" Double Wall Vent Length -316 | W2-1203B | 810015209 | 8 | 11 | 1.2742 | --- | 132.8864 | 166.1081
662492940877 | 18" Double Wall Vent Length -316 | W2-1803B | 810015210 | 8 | 15.8 | 1.9047 | --- | 178.7055 | 223.3819
662492940860 | 24" Double Wall Vent Length -316 | W2-2403B | 810015211 | 8 | 19.4 | 2.5353 | --- | 210.7704 | 263.463
662492940853 | 36" Double Wall Vent Length -316 | W2-3603B | 810015212 | 4 | 15.8 | 1.9823 | --- | 307.0072 | 383.759
662492940846 | Double Wall Adjustable Vent Length -316 | W2-AVL3B | 810015213 | 8 | 17.6 | 1.9047 | --- | 215.3832 | 269.2289
662492940839 | 90° Double Wall Elbow -316 | W2-9003B | 810015214 | 10 | 15.2 | 2.2655 | --- | 224.5105 | 280.6381
662492940822 | 88° Double Wall Elbow -316 | W2-8803B | 810015215 | 10 | 15 | 2.3 | --- | 224.5105 | 280.6381
662492940815 | 45° Double Wall Elbow -316 | W2-4503B | 810015216 | 10 | 11.5 | 1.2742 | --- | 181.0189 | 226.2736
662492940808 | 30° Double Wall Elbow -316 | W2-3003B | 810015217 | 10 | 9.5 | 1.2742 | --- | 166.5357 | 208.1696
789665314416 | Ø3" Insulated Wall Thimble W2 - 316 | W2-WTI03B | 810016517 |  |  |  |  | 332.2195 | 415.2743
662492940792 | 15° Double Wall Elbow-316 | W2-1503B | 810015218 | 10 | 9.5 | 1.2742 | --- | 166.5357 | 208.1696
662492940785 | Double Wall Standard Tee -316 | W2-T3B | 810015219 | 10 | 16.2 | 2.8889 | --- | 343.6709 | 429.5886
662492940778 | Double Wall Tee Cap -316 | W2-TC3B | 810015220 | 10 | 5 | 0.64367 | --- | 57.2878 | 71.6098
662492940761 | 3" Universal Appliance Adapter -316 | W2-AAU3B | 810015221 | 1 |  |  |  | 99.5036 | 124.3795
662492940754 | Double Wall Drain Fitting -316 | W2-DF3B | 810015222 | 10 | 4.8 | 1.2742 | --- | 129.7178 | 162.1473
662492940747 | Double Wall IPS Drain Fitting -316 | W2-IPSDF03B | 810015223 | 6 | 6.4 | 1.3 | --- | 181.2572 | 226.5715
662492940723 | 3" x 4" Tapered Increaser-316 | W2-0304TIB | 810015225 | 8 | 1.6 | 0.4 | --- | 271.6054 | 339.5068
662492940716 | Double-to-Single Wall Adapter-316 | FSA-DWSW3B | 810015226 | 8 | 4.6 | 0.64367 | --- | 148.9259 | 186.1574
662492931844 | 3" Dia Test Port W2-316 | W2-TP03B | 810016294 | 1 |  |  |  | 178.0185 | 222.5231
662492943663 | Bird Sreen Termination-316 | FSBS3B | 810014885 | 8 | 2 | 0.40175 | --- | 44.2628 | 55.3285
662492931684 | 3" Dia W2 Bird Screen-316 | W2-BS3B | 810016315 | 1 |  |  |  | 205.9333 | 257.4167
4" Diameter
662492940709 | 6" Double Wall Vent Length -316 | W2-604B | 810015227 | 4 | 4 | 0.64367 | --- | 120.0016 | 150.002
662492940693 | 12" Double Wall Vent Length -316 | W2-1204B | 810015228 | 4 | 7.2 | 0.7736 | --- | 147.1593 | 183.9492
662492940686 | 18" Double Wall Vent Length-316 | W2-1804B | 810015229 | 4 | 10.2 | 1.9047 | --- | 190.1883 | 237.7354
662492940679 | 24" Double Wall Vent Length-316 | W2-2404B | 810015230 | 4 | 13.6 | 2.5353 | --- | 221.8466 | 277.3083
662492940662 | 36" Double Wall Vent Length-316 | W2-3604B | 810015231 | 4 | 21 | 2.1888 | --- | 344.0915 | 430.1144
662492940655 | Double Wall Adjustable Vent Length-316 | W2-AVL4B | 810015232 | 4 | 10.6 | 1.1564 | --- | 221.8466 | 277.3083
662492940648 | 90° Double Wall Elbow-316 | W2-9004B | 810015233 | 8 | 15.2 | 2.8889 | --- | 258.0896 | 322.6121
662492940631 | 88° Double Wall Elbow-316 | W2-8804B | 810015234 | 8 | 15.2 | 2.8889 | --- | 258.0896 | 322.6121
662492940624 | 45° Double Wall Elbow-316 | W2-4504B | 810015235 | 8 | 11.1 | 1.9184 | --- | 199.2175 | 249.0219
662492940617 | 30° Double Wall Elbow-316 | W2-3004B | 810015236 | 8 | 9.5 | 1.9184 | --- | 183.2762 | 229.0952
662492940600 | 15° Double Wall Elbow-316 | W2-1504B | 810015237 | 8 | 9.5 | 1.9184 | --- | 183.2762 | 229.0952
662492940594 | 4" Dia Tee Double Wall-316 | W2-T4B | 810015238 | 6 | 12.6 | 2.8889 | --- | 421.0641 | 526.3302
662492940587 | Double Wall Wide Mouth Boot Tee-316 | W2-WBT4B | 810015239 | 1 |  |  |  | 330.6598 | 413.3248
662492940570 | Double Wall Tee Cap-316 | W2-TC4B | 810015240 | 5 | 4 | 0.37583 | --- | 67.9294 | 84.9117
662492940563 | 4" Universal Appliance Adapter-316 | W2-AAU4B | 810015241 | 6 |  |  |  | 105.4483 | 131.8104
662492940556 | Double Wall Drain Fitting-316 | W2-DF4B | 810015242 | 5 | 3.8 | 0.37583 | --- | 142.9952 | 178.744
662492940549 | Double Wall IPS Draing Fitting-316 | W2-IPSDF04B | 810015243 | 6 | 4.6 | 0.4 | --- | 387.8075 | 484.7593
789665314423 | Ø4" Insulated Wall Thimble W2 - 316 | W2-WTI04B | 810016518 |  |  |  |  | 373.5313 | 466.9142
662492940525 | 4"-to-5" Stepped Increaser-316 | W2-0405IB | 810015245 | 2 | 1.4 | 0.38 | --- | 155.5296 | 194.412
662492940518 | Double-to-Single Wall Adapter-316 | FSA-DWSW4B | 810015246 | 6 | 5 | 0.64367 | --- | 176.5744 | 220.718
662492943304 | Bird Screen-316 | FSBS4B | 810014925 | 1 | 3 | 0.64367 | --- | 48.0343 | 60.0429
789665300426 | 4" Dia W2 Bird Screen-316 | W2-BS4B | 810016421 |  |  |  |  | 430.2043 | 537.7554
662492931837 | 4" Dia Test Port W2-316 | W2-TP04B | 810016295 | 1 |  |  |  | 182.8556 | 228.5695
662492943298 | Termination Tee-316 | FSTT4B | 810014926 | 10 | 7.6 | 1.9184 | --- | 79.0229 | 98.7787
662492943281 | Termination Box-316 | FSTB4B | 810014927 | 8 | 6.6 | 1.2742 | --- | 101.6131 | 127.0163
5" Diameter
662492940501 | 6" Double Wall Vent Length-316 | W2-605B | 810015247 | 6 | 7.2 | 0.64367 | --- | 123.016 | 153.77
662492940495 | 12" Double Wall Vent Length-316 | W2-1205B | 810015248 | 2 | 4.6 | 0.79531 | --- | 154.3238 | 192.9048
662492940488 | 18" Double Wall Vent Length-316 | W2-1805B | 810015249 | 4 | 12.8 | 2.5353 | --- | 232.6144 | 290.768
662492940471 | 24" Double Wall Vent Length-316 | W2-2405B | 810015250 | 2 | 8.6 | 0.93469 | --- | 301.9318 | 377.4148
662492940464 | 36" Double Wall Vent Length-316 | W2-3605B | 810015251 | 1 | 7.2 | 1.1293 | --- | 366.8047 | 458.5059
789665309801 | 48" Double Wall Vent Length - 316 | W2-4805B | 810016461 |  |  |  |  | 467.2755 | 584.0944
662492940457 | Double Wall Adjustable Vent Length-316 | W2-AVL5B | 810015252 | 2 | 6 | 1.1889 | --- | 301.9458 | 377.4323
662492940440 | 90° Double Wall Elbow-316 | W2-9005B | 810015253 | 4 | 10.2 | 1.9184 | --- | 313.1202 | 391.4002
662492940433 | 88° Double Wall Elbow-316 | W2-8805B | 810015254 | 4 | 10.2 | 1.9184 | --- | 313.1202 | 391.4002
662492940426 | 45° Double Wall Elbow-316 | W2-4505B | 810015255 | 4 | 8 | 1.5824 | --- | 223.6553 | 279.5691
662492940419 | 30° Double Wall Elbow-316 | W2-3005B | 810015256 | 4 | 6.8 | 1.9184 | --- | 205.7511 | 257.1888
662492940402 | 15° Double Wall Elbow-316 | W2-1505B | 810015257 | 4 | 6.8 | 2.0163 | --- | 205.7511 | 257.1888
662492940396 | Double Wall Standard Tee-316 | W2-T5B | 810015258 | 4 | 11.8 | 2.8889 | --- | 420.4612 | 525.5765
662492940389 | Double Wall Wide Mouth Boot Tee-316 | W2-WBT5B | 810015259 | 1 |  |  |  | 407.0436 | 508.8045
662492940372 | Double Wall Tee Cap-316 | W2-TC5B | 810015260 | 8 | 8.6 | 0.79531 | --- | 71.5747 | 89.4684
662492940365 | 5" Universal Appliance Adapter-316 | W2-AAU5B | 810015261 | 2 |  |  |  | 126.3389 | 157.9236
662492940358 | Double Wall Drain Fitting-316 | W2-DF5B | 810015262 | 8 | 7.8 | 0.79531 | --- | 166.6478 | 208.3098
662492940341 | Double Wall IPS Draing Fitting-316 | W2-IPSDF05B | 810015263 | 6 | 9.1 | 0.8 | --- | 216.9535 | 271.1918
789665314430 | Ø5" Insulated Wall Thimble W2 - 316 | W2-WTI05B | 810016519 |  |  |  |  | 411.5304 | 514.413
662492940327 | Double-to-Single Wall Adapter-316 | FSA-DWSW5B | 810015265 | 2 | 2.3 | 0.64367 | --- | 178.9158 | 223.6447
662492942949 | 23° Bird Screen-316 | FSBS5B | 810014966 | 6 | 5.4 | 1.2742 | --- | 75.4799 | 94.3499
662492931660 | 5" Dia W2 Bird Screen-316 | W2-BS5B | 810016317 |  |  |  |  | 445.6841 | 557.1052
662492931820 | 5" Dia Test Port W2-316 | W2-TP05B | 810016296 | 1 |  |  |  | 196.4835 | 245.6044
6" Diameter
662492940310 | 6" Double Wall Vent Length-316 | W2-606B | 810015266 | 1 | 8.2 | 1.9049 | --- | 130.8254 | 163.5318
662492940303 | 12" Double Wall Vent Length-316 | W2-1206B | 810015267 | 1 | 5.4 | 0.79531 | --- | 165.2318 | 206.5397
662492940297 | 18" Double Wall Vent Length-316 | W2-1806B | 810015268 | 1 | 15.2 | 2.8889 | --- | 247.8687 | 309.8359
662492940280 | 24" Double Wall Vent Length-316 | W2-2406B | 810015269 | 1 | 10.4 | 1.5824 | --- | 316.6954 | 395.8693
662492940273 | 36" Double Wall Vent Length-316 | W2-3606B | 810015270 | 1 | 7.4 | 2.0163 | --- | 385.5642 | 481.9552
789665309818 | 48" Double Wall Vent Length - 316 | W2-4806B | 810016462 |  |  |  |  | 491.7402 | 614.6752
662492940266 | Double Wall Adjustable Vent Length-316 | W2-AVL6B | 810015271 | 1 | 8.2 | 1.1889 | --- | 316.6954 | 395.8693
662492940259 | 90° Double Wall Elbow-316 | W2-9006B | 810015272 | 1 | 12.8 | 2.8889 | --- | 330.5056 | 413.132
662492940242 | 88° Double Wall Elbow-316 | W2-8806B | 810015273 | 1 | 12.8 | 2.8889 | --- | 330.5056 | 413.132
662492940235 | 45° Double Wall Elbow-316 | W2-4506B | 810015274 | 1 | 8.8 | 1.9184 | --- | 243.27 | 304.0875
662492940228 | 30° Double Wall Elbow-316 | W2-3006B | 810015275 | 1 | 8.8 | 1.9047 | --- | 223.7814 | 279.7268
662492940211 | 15° Double Wall Elbow-316 | W2-1506B | 810015276 | 1 | 8.8 | 2.5353 | --- | 223.7814 | 279.7268
662492940204 | Double Wall Standard Tee-316 | W2-T6B | 810015277 | 1 | 15.2 | 3.8122 | --- | 454.4049 | 568.0061
662492940198 | Double Wall Wide Mouth Boot Tee-316 | W2-WBT6B | 810015278 | 1 |  |  |  | 464.8081 | 581.0102
662492940181 | Double Wall Tee Cap-316 | W2-TC6B | 810015279 | 1 | 7.8 | 1.2742 | --- | 78.0382 | 97.5477
662492940174 | 6" Universal Appliance Adapter-316 | W2-AAU6B | 810015280 | 1 |  |  |  | 139.6584 | 174.5729
662492940167 | Double Wall IPS Draing Fitting-316 | W2-IPSDF06B | 810015281 | 1 | 8.2 | 1.1889 | --- | 253.3507 | 316.6884
789665314447 | Ø6" Insulated Wall Thimble W2 - 316 | W2-WTI06B | 810016520 |  |  |  |  | 431.4686 | 539.3358
662492940143 | Double-to-Single Wall Adapter-316 | FSA-DWSW6B | 810015283 | 1 | 2.6 | 0.64367 | --- | 192.8101 | 241.0127
662492942666 | 23° Bird Screen-316 | FSBS6B | 810014998 | 1 | 6.4 | 1.9184 | --- | 94.5403 | 118.1754
662492931653 | 6" Dia W2 Bird Screen-316 | W2-BS6B | 810016318 |  |  |  |  | 456.1154 | 570.1443
662492942659 | Termination Tee-316 | FSTT6B | 810014999 | 1 | 5 | 1.9184 | --- | 209.6035 | 262.0044
662492931813 | 6" Dia Test Port W2-316 | W2-TP06B | 810016297 |  |  |  |  | 221.0755 | 276.3444
662492932933 | W2 Fixed Blade Damper-316 | W2-FBD06B | 810016157 | 1 |  |  |  | 981.0155 | 1226.2693
7" Diameter
662492940136 | 6" Double Wall Vent Length-316 | W2-607B | 810015284 | 1 | 12.6 | 1.9184 | --- | 156.3988 | 195.4986
662492940129 | 12" Double Wall Vent Length-316 | W2-1207B | 810015285 | 1 | 7.4 | 1.2742 | --- | 224.4264 | 280.533
662492940112 | 18" Double Wall Vent Length-316 | W2-1807B | 810015286 | 1 | 10.8 | 1.9047 | --- | 337.7402 | 422.1752
662492940105 | 24" Double Wall Vent Length-316 | W2-2407B | 810015287 | 1 | 16.8 | 2.7303 | --- | 396.6684 | 495.8355
662492940099 | 36" Double Wall Vent Length-316 | W2-3607B | 810015288 | 1 | 11.2 | 2.1888 | --- | 559.8812 | 699.8516
789665309825 | 48" Double Wall Vent Length - 316 | W2-4807B | 810016463 |  |  |  |  | 714.3688 | 892.961
662492940082 | Double Wall Adjustable Vent Length-316 | W2-AVL7B | 810015289 | 1 | 9.6 | 1.9047 | --- | 394.4111 | 493.0139
662492940075 | 90° Double Wall Elbow-316 | W2-9007B | 810015290 | 1 | 12.8 | 1.9184 | --- | 403.3983 | 504.2478
662492940068 | 88° Double Wall Elbow-316 | W2-8807B | 810015291 | 1 | 13 | 1.9184 | --- | 403.3983 | 504.2478
662492940051 | 45° Double Wall Elbow-316 | W2-4507B | 810015292 | 1 | 16.6 | 2.5353 | --- | 333.2256 | 416.532
662492940044 | 30° Double Wall Elbow-316 | W2-3007B | 810015293 | 1 | 10.8 | 1.9047 | --- | 306.5586 | 383.1982
662492940037 | 15° Double Wall Elbow-316 | W2-1507B | 810015294 | 1 | 10.8 | 1.2742 | --- | 306.5586 | 383.1982
662492940020 | Double Wall Standard Tee-316 | W2-T7B | 810015295 | 1 | 21.6 | 3.8122 | --- | 571.2098 | 714.0123
662492940013 | Double Wall Wide Mouth Boot Tee-316 | W2-WBT7B | 810015296 | 1 |  |  |  | 598.6339 | 748.2924
662492940006 | Double Wall Tee Cap-316 | W2-TC7B | 810015297 | 1 | 9.8 | 1.2742 | --- | 79.3421 | 99.1776
662492939994 | 8" Universal Appliance Adapter-316 | W2-AAU7B | 810015298 | 1 |  |  |  | 153.062 | 191.3275
662492939987 | Double Wall IPS Draing Fitting-316 | W2-IPSDF07B | 810015299 | 1 | 9.8 | 1.3 | --- | 276.1481 | 345.1851
789665314454 | Ø7" Insulated Wall Thimble W2 - 316 | W2-WTI07B | 810016521 |  |  |  |  | 480.5286 | 600.6608
662492931141 | 7" Dia To 5" Tapered Reducer W2-316 | W2-0705TRB | 810016403 |  |  |  |  | 358.4485 | 448.0606
662492939963 | Double-to-Single Wall Adapter-316 | FSA-DWSW7B | 810015302 | 1 | 3 | 0.64367 | --- | 194.9412 | 243.6766
662492942383 | 23° Bird Screen-316 | FSBS7B | 810015030 | 1 | 8 | 1.9184 | --- | 106.5559 | 133.1949
662492931646 | 7" Dia W2 Bird Screen-316 | W2-BS7B | 810016319 |  |  |  |  | 484.4228 | 605.5285
662492931806 | 7" Dia Test Port W2-316 | W2-TP07B | 810016298 |  |  |  |  | 241.3912 | 301.739
8" Diameter
662492939956 | 6" Double Wall Vent Length-316 | W2-608B | 810015303 | 1 | 13.4 | 1.9047 | --- | 150.8888 | 188.611
662492939949 | 12" Double Wall Vent Length-316 | W2-1208B | 810015304 | 1 | 8.8 | 1.2742 | --- | 214.6261 | 268.2826
662492939932 | 18" Double Wall Vent Length-316 | W2-1808B | 810015305 | 1 | 13.2 | 1.9047 | --- | 323.0046 | 403.7558
662492939925 | 24" Double Wall Vent Length-316 | W2-2408B | 810015306 | 1 | 17 | 2.5353 | --- | 378.2455 | 472.8068
662492939918 | 36" Double Wall Vent Length-316 | W2-3608B | 810015307 | 1 | 13.2 | 2.1888 | --- | 529.1343 | 661.4178
789665309832 | 48" Double Wall Vent Length - 316 | W2-4808B | 810016464 |  |  |  |  | 675.2253 | 844.0316
662492939901 | Double Wall Adjustable Vent Length-316 | W2-AVL8B | 810015308 | 1 | 10.6 | 1.9047 | --- | 376.1284 | 470.1605
662492939895 | 90° Double Wall Elbow-316 | W2-9008B | 810015309 | 1 | 13.6 | 2.8889 | --- | 384.6108 | 480.7635
662492939888 | 88° Double Wall Elbow-316 | W2-8808B | 810015310 | 1 | 13.6 | 2.8889 | --- | 384.6108 | 480.7635
662492939871 | 45° Double Wall Elbow-316 | W2-4508B | 810015311 | 1 | 8.6 | 2.8889 | --- | 325.1217 | 406.4022
662492939864 | 30° Double Wall Elbow-316 | W2-3008B | 810015312 | 1 | 7.2 | 1.9184 | --- | 299.1137 | 373.8921
662492939857 | 15° Double Wall Elbow-316 | W2-1508B | 810015313 | 1 | 7.2 | 1.2742 | --- | 299.1137 | 373.8921
662492939840 | Double Wall Standard Tee-316 | W2-T8B | 810015314 | 1 | 15.2 | 3.8122 | --- | 597.1057 | 746.3821
662492939833 | Double Wall Wide Mouth Boot Tee-316 | W2-WBT8B | 810015315 | 1 |  |  |  | 628.4416 | 785.552
662492939826 | 8" Universal Appliance Adapter-316 | W2-AAU8B | 810015316 | 1 |  |  |  | 165.8066 | 207.2583
662492939819 | Double Wall Tee Cap-316 | W2-TC8B | 810015317 | 1 | 4.8 | 0.64367 | --- | 76.4959 | 95.6199
662492939802 | Double Wall IPS Draing Fitting-316 | W2-IPSDF08B | 810015318 | 1 | 5.2 | 0.6 | --- | 266.6842 | 333.3553
789665314461 | Ø8" Insulated Wall Thimble W2 - 316 | W2-WTI08B | 810016522 |  |  |  |  | 529.1294 | 661.4118
662492939789 | 8"-to-9" Stepped Increaser-316 | W2-0809IB | 810015320 | 1 | 5.8 | 0.77 | --- | 274.1291 | 342.6614
662492939772 | 8"-to-7" Tapered Reducer-316 | W2-0807TRB | 810015321 | 1 | 6 | 0.8 | --- | 457.7839 | 572.2298
662492939765 | 8" x 10" Eccentric Increaser-316 | W2-0810EIB | 810015322 | 1 |  |  |  | 670.1386 | 837.6732
662492935880 | 8"- 10" Tapered Increaser-316 | FS0810TIB | 810015769 | 1 |  |  |  | 339.4787 | 424.3484
662492939758 | Double-to-Single Wall Adapter-316 | FSA-DWSW8B | 810015323 | 1 | 3.2 | 0.64367 | --- | 189.1368 | 236.4209
662492942130 | 23° Bird Screen-316 | FSBS8B | 810015059 | 1 | 10 | 2.8889 | --- | 120.6325 | 150.7906
662492931639 | 8" Dia W2 Bird Screen-316 | W2-BS8B | 810016320 | 1 |  |  |  | 488.4187 | 610.5233
662492931790 | 8" Dia Test Port W2-316 | W2-TP08B | 810016299 | 1 |  |  |  | 234.4511 | 293.0638
662492932926 | W2 Fixed Blade Damper-316 | W2-FBD08B | 810016158 | 1 |  |  |  | 951.6285 | 1189.5356
9" Diameter
662492939741 | 6" Double Wall Vent Length-316 | W2-609B | 810015324 | 1 | 5.6 | 1.2742 | --- | 161.5163 | 201.8954
662492939734 | 12" Double Wall Vent Length-316 | W2-1209B | 810015325 | 1 | 9.6 | 2.8889 | --- | 269.8949 | 337.3687
662492939727 | 18" Double Wall Vent Length-316 | W2-1809B | 810015326 | 1 | 6.5 | 1.1564 | --- | 401.6317 | 502.0396
662492939710 | 24" Double Wall Vent Length-316 | W2-2409B | 810015327 | 1 | 9.8 | 1.5392 | --- | 473.8794 | 592.3493
662492939703 | 36" Double Wall Vent Length-316 | W2-3609B | 810015328 | 1 | 15 | 2.3607 | --- | 652.3886 | 815.4858
789665309849 | 48" Double Wall Vent Length - 316 | W2-4809B | 810016465 |  |  |  |  | 831.7993 | 1039.7491
662492939697 | Double Wall Adjustable Vent Lengthv | W2-AVL9B | 810015329 | 1 | 5.9 | 1.1564 | --- | 473.8794 | 592.3493
662492939680 | 90° Double Wall Elbow-316 | W2-9009B | 810015330 | 1 | 7.4 | 1.9184 | --- | 558.8718 | 698.5897
662492939673 | 88° Double Wall Elbow-316 | W2-8809B | 810015331 | 1 | 7.4 | 1.9 | --- | 558.8718 | 698.5897
662492939666 | 45° Double Wall Elbow-316 | W2-4509B | 810015332 | 1 | 10 | 2.8889 | --- | 465.397 | 581.7462
662492939659 | 30° Double Wall Elbow-316 | W2-3009B | 810015333 | 1 | 8.8 | 2.8889 | --- | 428.1585 | 535.1981
662492939642 | 15° Double Wall Elbow-316 | W2-1509B | 810015334 | 1 | 8.8 | 2.8889 | --- | 428.1585 | 535.1981
662492939635 | Double Wall Standard Tee-316 | W2-T9B | 810015335 | 1 | 15.2 | 3.8122 | --- | 714.0088 | 892.511
662492939628 | Double Wall Wide Mouth Boot Teev | W2-WBT9B | 810015336 | 1 |  |  |  | 640.359 | 800.4488
662492939611 | Double Wall Tee Cap-316 | W2-TC9B | 810015337 | 1 | 5 | 0.79531 | --- | 112.6408 | 140.801
662492939604 | 9" Universal Appliance Adapter-316 | W2-AAU9B | 810015338 | 1 |  |  |  | 200.8859 | 251.1074
662492939598 | Double Wall IPS Draing Fitting-316 | W2-IPSDF09B | 810015339 | 1 | 5.2 | 0.8 | --- | 280.6907 | 350.8634
789665314478 | Ø9" Insulated Wall Thimble W2 - 316 | W2-WTI09B | 810016523 |  |  |  |  | 624.7495 | 780.9368
662492939574 | Double-to-Single Wall Adapter-316 | FSA-DWSW9B | 810015341 | 1 | 7.2 | 1.9047 | --- | 210.3919 | 262.9898
662492931783 | 9" Dia Test Port W2-316 | W2-TP09B | 810016300 | 1 |  |  |  | 259.716 | 324.645
662492941881 | 23° Bird Screen-316 | FSBS9B | 810015088 | 1 | 14 | 5.7507 | --- | 128.1615 | 160.2019
662492931622 | 9" Dia W2 Bird Screen-316 | W2-BS9B | 810016321 | 1 |  |  |  | 522.6988 | 653.3735
10" Diameter
662492939567 | 6" Double Wall Vent Length-316 | W2-610B | 810015342 | 1 | 5.8 | 1.125 | --- | 167.8957 | 209.8696
662492939550 | 12" Double Wall Vent Length-316 | W2-1210B | 810015343 | 1 | 11.8 | 2.8889 | --- | 274.1291 | 342.6614
662492939543 | 18" Double Wall Vent Length-316 | W2-1810B | 810015344 | 1 | 9 | 2.8889 | --- | 401.6317 | 502.0396
662492939536 | 24" Double Wall Vent Length-316 | W2-2410B | 810015345 | 1 | 11.6 | 2.3961 | --- | 484.507 | 605.6337
662492939529 | 36" Double Wall Vent Length-316 | W2-3610B | 810015346 | 1 | 16.4 | 5.8294 | --- | 663.0021 | 828.7527
662492939512 | Double Wall Adjustable Vent Length-316 | W2-AVL10B | 810015347 | 1 | 6.2 | 2.3961 | --- | 482.4039 | 603.0048
662492939505 | 90° Double Wall Elbow-316 | W2-9010B | 810015348 | 1 | 8.2 | 1.9184 | --- | 567.3962 | 709.2453
662492939499 | 88° Double Wall Elbow-316 | W2-8810B | 810015349 | 1 | 8.2 | 1.1889 | --- | 567.3962 | 709.2453
662492939482 | 45° Double Wall Elbow-316 | W2-4510B | 810015350 | 1 | 5.9 | 1.9184 | --- | 480.2447 | 600.3059
662492939475 | 30° Double Wall Elbow-316 | W2-3010B | 810015351 | 1 | 5.3 | 2.8889 | --- | 441.8285 | 552.2856
662492939468 | 15° Double Wall Elbow-316 | W2-1510B | 810015352 | 1 | 5.3 | 1.9184 | --- | 441.8285 | 552.2856
662492939451 | Double Wall Standard Tee-316 | W2-T10B | 810015353 | 1 | 9.4 | 2.8889 | --- | 748.0085 | 935.0107
662492939444 | Double Wall Wide Mouth Boot Tee-316 | W2-WBT10B | 810015354 | 1 |  |  |  | 1026.2456 | 1282.8071
662492939437 | 10" Universal Appliance Adapter-316 | W2-AAU10B | 810015355 | 1 |  |  |  | 215.6355 | 269.5444
662492939420 | Double Wall Tee Cap-316 | W2-TC10B | 810015356 | 1 | 6 | 0.79531 | --- | 118.9921 | 148.7401
662492939413 | Double Wall IPS Draing Fitting-316 | W2-IPSDF10B | 810015357 | 1 | 6.3 | 0.8 | --- | 295.4543 | 369.3179
789665314485 | Ø10" Insulated Wall Thimble W2 - 316 | W2-WTI10B | 810016524 |  |  |  |  | 635.3818 | 794.2273
662492939390 | Double-to-Single Wall Adapter-316 | FSA-DWSW10B | 810015359 | 1 | 6 | 1.9184 | --- | 218.8743 | 273.5928
662492941638 | 23° Bird Screen-316 | FSBS10B | 810015117 | 1 | 6 | 2.8889 | --- | 149.2624 | 186.578
662492931615 | 10" Dia W2 Bird Screen-316 | W2-BS10B | 810016322 | 1 |  |  |  | 564.3257 | 705.4072
662492931776 | 10" Dia Test Port W2-316 | W2-TP10B | 810016301 | 1 |  |  |  | 265.7168 | 332.146
662492932919 | W2 Fixed Blade Damper-316 | W2-FBD10B | 810016159 | 1 |  |  |  | 1080.5331 | 1350.6664
12" Diameter
662492939383 | 6" Double Wall Vent Length-316 | W2-612B | 810015361 | 1 | 6.4 | 1.9184 | --- | 184.8885 | 231.1107
662492939376 | 12" Double Wall Vent Length-316 | W2-1212B | 810015362 | 1 | 8 | 1.9184 | --- | 314.4942 | 393.1177
662492939369 | 18" Double Wall Vent Length-316 | W2-1812B | 810015363 | 1 | 8.2 | 2.8889 | --- | 465.397 | 581.7462
662492939352 | 24" Double Wall Vent Length-316 | W2-2412B | 810015364 | 1 | 14.2 | 3.8122 | --- | 539.7618 | 674.7023
662492939345 | 36" Double Wall Vent Length-316 | W2-3612B | 810015365 | 1 | 20 | 3.5697 | --- | 726.7534 | 908.4418
662492939338 | Double Wall Adjustable Vent Length-316 | W2-AVL12B | 810015366 | 1 | 8.5 | 2.8889 | --- | 537.6307 | 672.0384
662492939321 | 90° Double Wall Elbow-316 | W2-9012B | 810015367 | 1 | 11.4 | 2.8889 | --- | 688.5195 | 860.6493
662492939314 | 88° Double Wall Elbow-316 | W2-8812B | 810015368 | 1 | 11.4 | 2.8889 | --- | 688.5615 | 860.7019
662492939307 | 45° Double Wall Elbow-316 | W2-4512B | 810015369 | 1 | 7.6 | 1.9184 | --- | 537.6307 | 672.0384
662492939291 | 30° Double Wall Elbow-316 | W2-3012B | 810015370 | 1 | 6.6 | 1.9184 | --- | 494.6157 | 618.2697
662492939284 | 15° Double Wall Elbow-316 | W2-1512B | 810015371 | 1 | 6.6 | 2.8889 | --- | 494.6157 | 618.2697
662492939260 | Double Wall Wide Mouth Boot Tee-316 | W2-WBT12B | 810015373 | 1 |  |  |  | 1160.2117 | 1450.2646
662492939253 | Double Wall Tee Cap-316 | W2-TC12B | 810015374 | 1 | 8.6 | 0.79531 | --- | 129.6197 | 162.0246
662492939246 | 12" Universal Appliance Adapter-316 | W2-AAU12B | 810015375 | 1 |  |  |  | 249.2707 | 311.5884
662492939239 | Double Wall IPS Draing Fitting-316 | W2-IPSDF12B | 810015376 | 1 | 9 | 1.2 | --- | 347.4985 | 434.3731
789665314492 | Ø12" Insulated Wall Thimble W2 - 316 | W2-WTI12B | 810016525 |  |  |  |  | 714.0125 | 892.5156
662492939215 | Double-to-Single Wall Adapter-316 | FSA-DWSW12B | 810015378 | 1 | 8.4 | 1.9184 | --- | 227.3987 | 284.2484
662492931769 | 12" Dia Test Port W2-316 | W2-TP12B | 810016302 | 1 |  |  |  | 307.7924 | 384.7405
662492941386 | 23° Bird Screen-316 | FSBS12B | 810015146 | 1 | 3.6 | 1.9184 | --- | 190.4967 | 238.1209
662492931608 | 12" Dia W2 Bird Screen-316 | W2-BS12B | 810016323 | 1 |  |  |  | 624.3055 | 780.3819
662492932902 | W2 Fixed Blade Damper-316 | W2-FBD12B | 810016160 | 1 |  |  |  | 1273.4133 | 1591.7666
14" Diameter
662492939208 | 6" Double Wall Vent Length-316 | W2-614B | 810015381 | 1 | 9.4 | 1.9184 | --- | 252.888 | 316.11
662492939192 | 12" Double Wall Vent Length-316 | W2-1214B | 810015382 | 1 | 18.8 | 3.8009 | --- | 359.1355 | 448.9194
662492939185 | 18" Double Wall Vent Length-316 | W2-1814B | 810015383 | 1 | 25.8 | 5.8294 | --- | 507.8932 | 634.8665
662492939178 | 24" Double Wall Vent Length-316 | W2-2414B | 810015384 | 1 | 17.8 | 3.8009 | --- | 592.8855 | 741.1069
662492939161 | 36" Double Wall Vent Length-316 | W2-3614B | 810015385 | 1 | 25.2 | 5.8294 | --- | 911.6279 | 1139.5349
662492939154 | Double Wall Adjustable Vent Length-316 | W2-AVL14B | 810015386 | 1 | 9 | 2.8556 | --- | 592.8855 | 741.1069
662492939147 | 90° Double Wall Elbow-316 | W2-9014B | 810015387 | 1 | 15 | 5.1817 | --- | 781.9942 | 977.4928
662492939130 | 88° Double Wall Elbow-316 | W2-8814B | 810015388 | 1 | 15 | 5.2 | --- | 781.9942 | 977.4928
662492939123 | 45° Double Wall Elbow-316 | W2-4514B | 810015389 | 1 | 10.4 | 2.8889 | --- | 556.7687 | 695.9609
662492939116 | 30° Double Wall Elbow-316 | W2-3014B | 810015390 | 1 | 9.6 | 3.5072 | --- | 512.2255 | 640.2819
662492939109 | 15° Double Wall Elbow-316 | W2-1514B | 810015391 | 1 | 9.6 | 3.5072 | --- | 512.2255 | 640.2819
662492939086 | Double Wall Wide Mouth Boot Tee-316 | W2-WBT14B | 810015393 | 1 |  |  |  | 1258.3693 | 1572.9616
662492939079 | Double Wall Tee Cap-316 | W2-TC14B | 810015394 | 1 | 11.8 | 1.1889 | --- | 165.7505 | 207.1882
662492939062 | 14" Universal Appliance Adapter-316 | W2-AAU14B | 810015395 | 1 |  |  |  | 301.2448 | 376.556
662492939055 | Double Wall IPS Draing Fitting-316 | W2-IPSDF14B | 810015396 | 1 | 12.2 | 1.1889 | --- | 390.0928 | 487.616
789665314508 | Ø14" Insulated Wall Thimble W2 - 316 | W2-WTI14B | 810016526 |  |  |  |  | 994.5054 | 1243.1317
662492939031 | Double-to-Single Wall Adapter-316 | FSA-DWSW14B | 810015398 | 1 | 4.5 | 3.8009 | --- | 261.3704 | 326.7131
662492931752 | 14" Dia Test Port W2-316 | W2-TP14B | 810016303 | 1 |  |  |  | 350.7793 | 438.4741
662492931592 | 14" Dia W2 Bird Screen-316 | W2-BS14B | 810016324 |  |  |  |  | 746.7186 | 933.3983
662492932896 | W2 Fixed Blade Damper-316 | W2-FBD14B | 810016161 | 1 |  |  |  | 1390.3304 | 1737.913
16" Diameter
662492939024 | 6" Double Wall Vent Length-316 | W2-616B | 810015400 | 1 | 10.4 | 2.8889 | --- | 337.8944 | 422.368
662492939017 | 12" Double Wall Vent Length-316 | W2-1216B | 810015401 | 1 | 10.2 | 3.8122 | --- | 418.6105 | 523.2632
662492939000 | 18" Double Wall Vent Length-316 | W2-1816B | 810015402 | 1 | 14 | 2.8556 | --- | 567.3962 | 709.2453
662492938997 | 24" Double Wall Vent Length-316 | W2-2416B | 810015403 | 1 | 19 | 3.8122 | --- | 635.3817 | 794.2271
662492938980 | 36" Double Wall Vent Length-316 | W2-3616B | 810015404 | 1 | 28.2 | 6.4688 | --- | 949.8759 | 1187.3449
662492938973 | Double Wall Adjustable Vent Length-316 | W2-AVL16B | 810015405 | 1 | 10.6 | 3.8122 | --- | 635.3817 | 794.2271
662492938966 | 90° Double Wall Elbow-316 | W2-9016B | 810015406 | 1 | 18 | 5.1817 | --- | 968.9999 | 1211.2499
662492938959 | 88° Double Wall Elbow-316 | W2-8816B | 810015407 | 1 | 18 | 5.2 | --- | 968.9999 | 1211.2499
662492938942 | 45° Double Wall Elbow-316 | W2-4516B | 810015408 | 1 | 13.4 | 3.5072 | --- | 635.3817 | 794.2271
662492938935 | 30° Double Wall Elbow-316 | W2-3016B | 810015409 | 1 | 12 | 3.5072 | --- | 582.8749 | 728.5936
662492938928 | 15° Double Wall Elbow-316 | W2-1516B | 810015410 | 1 | 12 | 0 | --- | 582.8749 | 728.5936
662492938904 | Double Wall Wide Mouth Boot Tee-316 | W2-WBT16B | 810015412 | 1 |  |  |  | 2271.0571 | 2838.8214
662492938898 | Double Wall Tee Cap-316 | W2-TC16B | 810015413 | 1 | 13 | 1.9047 | --- | 187.3421 | 234.1777
662492938881 | Double Wall IPS Draing Fitting-316 | W2-IPSDF16B | 810015414 | 1 | 13.4 | 1.9 | --- | 432.8273 | 541.0342
662492938874 | 16" Universal Appliance Adapter-316 | W2-AAU16B | 810015415 | 1 |  |  |  | 345.0309 | 431.2886
789665314515 | Ø16" Insulated Wall Thimble W2 - 316 | W2-WTI16B | 810016527 |  |  |  |  | 1037.0043 | 1296.2554
662492938850 | Double-to-Single Wall Adapter-316 | FSA-DWSW16B | 810015417 | 1 | 5 | 1.9047 | --- | 289.0049 | 361.2561
662492931745 | 16" Dia Test Port W2-316 | W2-TP16B | 810016304 | 1 |  |  |  | 520.2733 | 650.3416
662492940938 | 23° Bird Screen-316 | FSBS16B | 810015201 | 1 | 6 | 3.8122 | --- | 351.5364 | 439.4205
662492931585 | 16" Dia W2 Bird Screen-316 | W2-BS16B | 810016325 | 1 |  |  |  | 751.6118 | 939.5147
662492932889 | W2 Fixed Blade Damper-316 | W2-FBD16B | 810016162 | 1 |  |  |  | 1696.6366 | 2120.7957

## FasNSeal Adapters
FasNSeal Gas Vent Appliance Adapters AL29-4C
UPC-A Listing | Description | Order # | Stock # | Pcs/ Ctn | Lbs/ Ctn | Cube | Plt Qty | M.A.P | 05/12/2025 MSRP (ea.)
0.8
662492676950 | 3" FasNSeal Universal Appliance Adapter w/ Condensate Drain | FSAAUCD03 | 810007011 | 8 |  |  |  | 169.6675 | 212.0844
841211027369 | 4" FasNSeal Universal Appliance Adapter w/ Condensate Drain | FSAAUCD04 | 810003968 | 8 | 8.7 | 1.2742 | --- | 182.9079 | 228.6348
841211024054 | 4" FasNSeal Universal Appliance Adapter w/ Condensate Drain and Back Flow Preventer | FSAAUCDBFP04 | 810003969 | 8 | 11.1 | 1.2742 | --- | 277.9617 | 347.4521
841211004155 | 3" FasNSeal Universal Appliance Adapter | FSAAU3 | 810003966 | 8 | 3.8 | 0.35977 | --- | 72.6311 | 90.7888
789665315611 | 3" Universal Unit Heater Adapter | FSA-3UH | 810016542 |  |  |  |  | 72.7328 | 90.9161
841211004162 | 4" FasNSeal Universal Appliance Adapter | FSAAU4 | 810003970 | 8 | 5 | 0.64367 | --- | 74.8058 | 93.5072
789665315635 | 4" Universal Unit Heater Adapter | FSA-4UH | FSA-4UH |  |  |  |  | 77.1409 | 96.4261
662492909911 | 4" Dia Smooth PVC To 6" FNSF Adapter | FSA-4PVCS-6FNSF | 810009531 |  |  |  |  | 368.8541 | 461.0676
662492907825 | 4" Dia Smooth PVC To 7" FNSF Adapter | FSA-4PVCS-7FNSF | 810013136 |  |  |  |  | 221.1608 | 276.4509
662492211038 | FasNSeal Flexible Vent Male Adapter | FSASMM-4 | 810003198 | 4 | 5 | 0.6 | --- | 173.7849 | 217.2311
662492857892 | FasNSeal Flexible Vent Female Adapter | FSASMF-4 | 810003199 | 4 | 5 | 0.6 | --- | 173.7849 | 217.2311
841211005930 | 5" FasNSeal Universal Appliance Adapter | FSAAU5 | 810003972 | 8 | 5.8 | 1.1564 | --- | 87.6851 | 109.6064
841211005947 | 6" FasNSeal Universal Appliance Adapter | FSAAU6 | 810003974 | 2 | 2 | 0.38547 | --- | 110.3086 | 137.8857
789665275939 | 6" Dia Smooth PVC To 4" FNSF Adapter | FSA-6PVCS-4FNSF | 810012867 |  |  |  |  | 390.909 | 488.6362
662492910214 | 6" Dia Smooth PVC To 6" FNSF Adapter | FSA-6PVCS-6FNSF | 810013178 |  |  |  |  | 123.4488 | 154.311
841211005954 | 7" FasNSeal Universal Appliance Adapter | FSAAU7 | 810003977 | 8 | 8.8 | 1.9103 | --- | 120.974 | 151.2175
841211005961 | 8" FasNSeal Universal Appliance Adapter | FSAAU8 | 810003980 | 2 | 2.4 | 0.64799 | --- | 139.033 | 173.7912
841211005978 | 9" FasNSeal Universal Appliance Adapter | FSAAU9 | 810003982 | 2 | 2.8 | 0.64367 | --- | 149.3372 | 186.6715
841211005985 | 10" FasNSeal Universal Appliance Adapter | FSAAU10 | 810003984 | 2 | 3.4 | 1.125 | --- | 157.0495 | 196.3118
841211005992 | 12" FasNSeal Universal Appliance Adapter | FSAAU12 | 810003987 | 1 | 2.4 | 1.125 | --- | 176.8081 | 221.0102
841211006722 | 14" FasNSeal Universal Appliance Adapter | FSAAU14 | 810003990 | 1 | 3.6 | 1.1889 | --- | 225.6524 | 282.0655
841211007927 | 16" FasNSeal Universal Appliance Adapter | FSAAU16 | 810003992 | 2 | 8 | 1.9103 | --- | 278.5121 | 348.1401
841211026027 | 3" FasNSeal Universal Appliance Adapter w/ Test Port | FSAAUTP03 | 810003967 | 8 | 9.12 | 1.2742 | --- | 174.3965 | 217.9956
841211008719 | 4" FasNSeal Universal Appliance Adapter w/ Test Port | FSAAUTP04 | 810003971 | 8 | 12.16 | 1.2742 | --- | 194.4576 | 243.0719
841211025396 | 5" FasNSeal Universal Appliance Adapter w/ Test Port | FSAAUTP05 | 810003973 | 5 | 9.5 | 1.2742 | --- | 218.017 | 272.5213
841211024177 | 6" FasNSeal Universal Appliance Adapter w/ Test Port | FSAAUTP06 | 810003975 | 3 | 6.84 | 1.2742 | --- | 247.1744 | 308.9681
841211025853 | 7" FasNSeal Universal Appliance Adapter w/ Test Port | FSAAUTP07 | 810003978 | 2 | 5.32 | 1.2742 | --- | 285.1621 | 356.4526
841211024443 | 8" FasNSeal Universal Appliance Adapter w/ Test Port | FSAAUTP08 | 810003981 | 2 | 6.08 | 1.2742 | --- | 329.7996 | 412.2495
841211027147 | 9" FasNSeal Universal Appliance Adapter w/ Test Port | FSAAUTP09 | 810003983 | 2 | 6.84 | 1.2742 | --- | 341.5911 | 426.9889
841211009464 | 10" FasNSeal Universal Appliance Adapter w/ Test Port | FSAAUTP10 | 810003985 | 1 | 3.8 | 0.7736 | --- | 386.2287 | 482.7858
841211027154 | 12" FasNSeal Universal Appliance Adapter w/ Test Port | FSAAUTP12 | 810003988 | 1 | 4.6 | 1.125 | --- | 415.5055 | 519.3818
841211027161 | 14" FasNSeal Universal Appliance Adapter w/ Test Port | FSAAUTP14 | 810003991 | 1 | 7 | 1.9103 | --- | 497.0684 | 621.3355
841211027178 | 16" FasNSeal Universal Appliance Adapter w/ Test Port | FSAAUTP16 | 810003993 | 1 | 8 | 1.9103 | --- | 599.8984 | 749.873
841211001185 | 6" FasNSeal Appliance Adapter | FSAA6 | 810003976 | 2 | 2 | 0.37583 | --- | 92.6171 | 115.7714
841211001192 | 7" FasNSeal Appliance Adapter | FSAA7 | 810003979 | 2 | 2.2 | 0.40175 | --- | 105.6132 | 132.0165
841211001222 | 10" FasNSeal Appliance Adapter | FSAA10 | 810003986 | 2 | 3.2 | 1.125 | --- | 130.6409 | 163.3011
841211001239 | 12" FasNSeal Appliance Adapter | FSAA12 | 810003989 | 2 | 3.6 | 1.125 | --- | 138.9905 | 173.7381
841211003899 | 3" FasNSealW2 Appliance Adapter | W2-AA3 | 810003994 | 8 | 6 | 0.64367 | --- | 175.5904 | 219.488
841211003905 | 4" FasNSealW2 Appliance Adapter | W2-AA4 | 810003996 | 6 | 5 | 0.64367 | --- | 199.9167 | 249.8958
841211003998 | 5" FasNSealW2 Appliance Adapter | W2-AA5 | 810003998 | 2 | 2.3 | 0.37583 | --- | 210.6923 | 263.3654
841211003912 | 6" FasNSealW2 Appliance Adapter | W2-AA6 | 810004000 | 2 | 2.6 | 0.37583 | --- | 220.9995 | 276.2494
841211003929 | 7" FasNSealW2 Appliance Adapter | W2-AA7 | 810004002 | 2 | 3 | 0.64367 | --- | 266.3595 | 332.9493
841211003936 | 8" FasNSealW2 Appliance Adapter | W2-AA8 | 810004004 | 2 | 3.2 | 0.64367 | --- | 280.5305 | 350.6631
841211003943 | 9" FasNSealW2 Appliance Adapter | W2-AA9 | 810004006 | 2 | 7.2 | 1.2742 | --- | 308.8512 | 386.064
841211003950 | 10" FasNSealW2 Appliance Adapter | W2-AA10 | 810004008 | 2 | 6 | 1.125 | --- | 368.3609 | 460.4511
841211003967 | 5x2 Diameter FNS 80/90 Cap | W2-AA12 | 810004010 | 2 | 8.4 | 1.9184 | --- | 385.3363 | 481.6704
841211003974 | 14" FasNSealW2 Appliance Adapter | W2-AA14 | 810004012 | 1 | 4.5 | 1.1889 | --- | 413.6571 | 517.0714
841211003981 | 16" FasNSealW2 Appliance Adapter | W2-AA16 | 810004014 | 1 | 5 | 1.9047 | --- | 532.6764 | 665.8456
841211026195 | 3'W2 Appliance Adapter w/ Test Port | W2-AATP03 | 810003995 | 1 |  |  |  | 218.1971 | 272.7463
841211009518 | 4"W2 Appliance Adapter w/ Test Port | W2-AATP04 | 810003997 | 1 |  |  |  | 233.8833 | 292.3541
841211025402 | 5"W2 Appliance Adapter w/ Test Port | W2-AATP05 | 810003999 | 1 |  |  |  | 261.1653 | 326.4567
814211025846 | 6"W2 Appliance Adapter w/ Test Port | W2-AATP06 | 810004001 | 1 |  |  |  | 283.8408 | 354.8011
841211026201 | 7" W2 Appliance Adapter w/ Test Port | W2-AATP07 | 810004003 | 1 |  |  |  | 314.1013 | 392.6266
841211025457 | 8" W2 Appliance Adapter w/ Test Port | W2-AATP08 | 810004005 | 1 |  |  |  | 360.4253 | 450.5316
841211026218 | 9" W2 Appliance Adapter w/ Test Port | W2-AATP09 | 810004007 | 1 |  |  |  | 372.1204 | 465.1505
841211009471 | 10" W2 Appliance Adapter w/ Test Port | W2-AATP10 | 810004009 | 1 |  |  |  | 413.9768 | 517.471
841211026225 | 12" W2 Appliance Adapter w/ Test Port | W2-AATP12 | 810004011 | 1 |  |  |  | 442.2516 | 552.8146
841211026232 | 14" W2 Appliance Adapter w/ Test Port | W2-AATP14 | 810004013 | 1 |  |  |  | 548.2229 | 685.2786
841211026249 | 16" W2 Appliance Adapter w/ Test Port | W2-AATP16 | 810004015 | 1 |  |  |  | 649.0911 | 811.3639
662492912652 | 4" Dia Exhausto Adaptor Male&Female | FS-EXDA-4 | 810014762 |  |  |  |  | 278.7117 | 348.3896
662492908501 | 6" Dia Exhausto Adaptor Male&Female | FS-EXDA-6 | 810012864 |  |  |  |  | 276.1787 | 345.2234
662492912454 | 6" Dia Exhausto Adaptor - Female | FS-EXDAF-6 | 810014741 | 1 |  |  |  | 241.5931 | 301.9914
FasNSeal Metric Male Adapters
662492498088 | FasNSeal 152mm Male to 6" Female Appliance Adapter | FSA-149-6F | 810005577 | 2 | 4 |  |  | 228.1106 | 285.1382
662492882467 | FasNSeal 158mm Male to 6" Female Appliance Adapter | FSA-158-6F | 810004016 | 2 | 2.2 | 0.77 | --- | 273.9923 | 342.4904
662492287965 | FasNSeal 197mm Male to 8" Female Appliance Adapter | FSA-197-8F | 810004017 | 1 | 1.8 | 0.8 | --- | 372.3339 | 465.4173
841211027338 | FasNSeal 250mm Male to 10" Female Appliance Adapter | FSA-250-10F | 810004018 | 2 | 3.8 | 0.7736 | --- | 195.717 | 244.6462
841211024368 | FasNSeal 4" PVC to 4" FasNSeal Appliance Adapter | FSA-4PVC-4FNS | 810004019 | 8 | 4 | 0.64 | --- | 58.7519 | 73.4399
841211001567 | 6" FasNSeal Aerco International Appliance Adapter | FSA-AE6 | 810004022 | 4 | 3.4 | 1.2742 | --- | 132.3662 | 165.4577
841211016301 | 8" FasNSeal Aerco International Appliance Adapter | FSA-AE8 | 810004023 | 2 | 5.6 | 1.9184 | --- | 264.4755 | 330.5944
662492730232 | 14" FasNSeal Aerco International Appliance Adapter | FSA-AE14 | 810007010 |  |  |  |  | 493.2203 | 616.5254
841211001291 | 3" FasNSeal Laars Endurance Series Appliance Adapter | FSA-B3 | 810004024 | 8 | 5.2 | 0.40175 | --- | 119.5345 | 149.4181
841211017445 | 4" FasNSeal Laars Endurance Series Appliance Adapter | FSA-B4 | 810004025 | 8 | 6.5 | 0.64367 | --- | 163.2895 | 204.1119
841211026461 | 3.15" to 3" Laars Mascot Appliance Adapter | FSA-80MM3 | 810007013 | 8 | 12 |  |  | 56.489 | 70.6112
662492908679 | Laars 6" Giannoni to 6" FNS Adapter | FSA-GIAN6-FNSF6 | 810012862 | 1 |  |  |  | 243.5949 | 304.4936
841211000287 | 3" FasNSeal Elbow Appliance Adapter | FSA-ELB3 | 810004026 | 8 | 4 | 1.1889 | --- | 105.2104 | 131.513
662492903865 | 6" Fulton EDR 750-1500 to 6" FNS Adapter | FSA-FULTEDR-6FNSF | 810010020 |  |  |  |  | 195.8011 | 244.7514
662492903889 | 8" Fulton EDR 2000 to 8" FNS Adapter | FSA-FULTEDR-8FNSF | 810010021 |  |  |  |  | 224.8275 | 281.0344
662492902858 | 6" Fulton EDR 750-1600 to 6" PVC Adapter |  | 810010022 |  |  |  |  | 212.0966 | 265.1208
662492903872 | 6" Fulton EDR 750-1500 to 6" PP Adapter | 6PPS-FULTEDR-6PPF | 810010023 |  |  |  |  | 184.7648 | 230.956
662492904503 | 8" Fulton EDR 2000 to 8" PVC Adapter |  | 810010024 |  |  |  |  | 235.5177 | 294.3971
662492907795 | 8" Fulton EDR 2000 to 8" PP Adapter | 8PPS-FULTEDR-8PPF | 810010025 |  |  |  |  | 135.88 | 263.9531
789665306510 | FULTON EDR +2000/3000 ADAPT FS8" AL29 | FSA-FULTEDREC-8FSF | 810016452 |  |  |  |  | 296.67 | 567.0302
841211001710 | 4" FasNSeal Elbow Appliance Adapter | FSA-ELB4 | 810004027 | 10 | 10.4 | 1.8292 | --- | 152.4884 | 190.6105
841211001444 | 4" FasNSeal Fulton Boiler Appliance Adapter | FSA-F4 | 810004028 | 8 | 4.2 | 0.64367 | --- | 106.6905 | 133.3631
841211015618 | 6" FasNSeal Fulton Boiler Appliance Adapter | FSA-F6 | 810004029 | 2 | 1.6 | 0.37583 | --- | 118.6537 | 148.3172
662492684276 | 4" FasNSeal Fulton Tapered Appliance Adapter | FSA04T2.5 | 810004030 | 2 | 3.2 | 0.4 | --- | 106.7272 | 133.409
662492266243 | 6" FasNSeal Fulton Tapered Appliance Adapter | FSA06T2.5 | 810004031 | 2 | 3.6 | 0.4 | --- | 117.3816 | 146.727
841211001383 | 3" Heatfab to FasNSeal Appliance Adapter | FSA-HFA3 | 810004032 | 8 | 3.8 | 0.40175 | --- | 73.5289 | 91.9112
841211001574 | 4" Heatfab to FasNSeal Appliance Adapter | FSA-HFA4 | 810004033 | 8 | 4.8 | 0.64367 | --- | 73.7501 | 92.1876
841211016028 | 5" Heatfab to FasNSeal Appliance Adapter | FSA-HFA5 | 810004034 | 8 | 6.6 | 0.7736 | --- | 79.7253 | 99.6566
841211001659 | 6" Heatfab to FasNSeal Appliance Adapter | FSA-HFA6 | 810004035 | 6 | 5 | 1.1889 | --- | 87.3418 | 109.1772
841211001666 | 7" Heatfab to FasNSeal Appliance Adapter | FSA-HFA7 | 810004036 | 8 | 9.8 | 3.8009 | --- | 94.4804 | 118.1005
841211005626 | 8" Heatfab to FasNSeal Appliance Adapter | FSA-HFA8 | 810004037 | 2 | 2.8 | 0.64367 | --- | 116.5973 | 145.7467
841211008320 | 9" Heatfab to FasNSeal Appliance Adapter | FSA-HFA9 | 810004038 | 2 | 2.8 | 0.64367 | --- | 120.4003 | 150.5004
662492110720 | 10" Heatfab to FasNSeal Appliance Adapter | FSA-HFA10 | 810006988 | 2 | 2 |  |  | 153.6997 | 192.1246
841211001697 | 3" FasNSeal Burnham & New Yorker Appliance Adapter | FSA-HFB3 | 810004039 | 8 | 3.2 | 0.40175 | --- | 47.3251 | 59.1564
841211009914 | 4" FasNSeal Burnham & New Yorker Appliance Adapter | FSA-HFB4 | 810004040 | 8 | 4 | 0.64367 | --- | 62.7889 | 78.4861
841211001581 | 4" FasNSeal Bosch, Thermo-Dynamics & Laars Appliance Adapter | FSA-LMGD4 | 810004041 | 8 | 4.4 | 0.64367 | --- | 75.8 | 94.75
841211001611 | 3" FasNSeal Crown, Dunkirk & Modine Termination Appliance Adapter | FSA-M3 | 810004042 | 8 | 2.4 | 0.40175 | --- | 62.0476 | 77.5595
841211008283 | 4" FasNSeal Crown, Dunkirk & Modine Termination Appliance Adapter | FSA-M4 | 810004043 | 8 | 3.2 | 0.40175 | --- | 66.86 | 83.575
841211027079 | 6" FasNSeal Cleaver Brooks MCF Series Appliance Adapter | FSA-MCF6 | 810004044 | 2 | 1.8 | 0.37583 | --- | 131.96 | 164.95
662492223390 | 8" FasNSeal Cleaver Brooks MCF Series Appliance Adapter | FSA-MCF8 | 810004045 | 2 | 2 | 0.8 | --- | 174.236 | 217.795
841211008429 | 10" FasNSeal Cleaver Brooks MCF Series Appliance Adapter | FSA-MCF10 | 810004046 | 2 | 3.8 | 1.125 | --- | 216.0328 | 270.041
841211009921 | 12" FasNSeal Cleaver Brooks MCF Series Appliance Adapter | FSA-MCF12 | 810004047 | 2 | 4.2 | 1.125 | --- | 208.4645 | 260.5806
841211027123 | 12" FasNSeal Cleaver Brooks MCF Series Appliance Adapter | FSA-FLX10 | 810005487 |  |  |  |  | 240.2268 | 300.2835
841211027130 | 12" FasNSeal Cleaver Brooks Adapter w/ Disc | FSA-FLX12 | 810005488 |  |  |  |  | 269.4771 | 336.8464
662492839980 | 16" FasNSeal Cleaver Brooks Adapter w/ Disc | FSA-FLX16 | 810007012 |  |  |  |  | 337.454 | 421.8175
841211001390 | 3" FasNSeal Dunkirk XEB Series & Pennco FSB Series Appliance Adapter | FSAMETEK3 | 810004048 | 8 | 3.6 | 0.40175 | --- | 101.1979 | 126.4974
662492301975 | 3" FNS 80mm Noritz Appliance Adapter | FSAAN03 | 810005517 | 8 | 4 |  |  | 77.5778 | 96.9722
841211005589 | 4" FasNSeal Noritz NOM-DV Series Termination Appliance Adapter | FSA-NSC4 | 810004049 | 8 | 4.2 | 0.64367 | --- | 60.6596 | 75.8245
841211001314 | 3" FasNSeal Slantfin Concept & New Yorker PVCG Series Termination Appliance Adapter | FSA-NYV3 | 810004050 | 8 | 3 | 0.79531 | --- | 65.6213 | 82.0267
841211001482 | 3" FasNSeal Peerless PDE Model Appliance Adapter | FSA-PDE3 | 810004051 | 3.8 | 3.8 | 0.40175 | --- | 94.2093 | 117.7616
662492488355 | 3" PVC Male to 3" FasNSeal Female Adapter | FSA-3PVCM-3FNS | 810005378 |  |  |  |  | 62.6687 | 78.3359
662492241677 | 4" Dia PVC Male To 4" FNS Female Adapter | FSA-4PVCM-4FNSF | 810005545 | 6 |  |  |  | 123.0207 | 153.7758
841211026256 | 6" Dia PVC Male To 6" FNS Female Adapter | FSA-6PVCM-6FNSF | 810005231 |  |  | 0.7736 |  | 106.4703 | 133.0879
841211008543 | 16" Diameter to 10" Tapered Reducer | FS1610TR | 810007015 | 1 | 14 |  |  | 1435.1841 | 1793.9801
841211000805 | 4" FasNSeal Patterson Kelly Mach Series Appliance Adapter | FSA-PK4 | 810004052 | 8 | 7.6 | 1.2742 | --- | 55.6449 | 69.5562
841211001116 | 5" FasNSeal Patterson Kelly Mach Series Appliance Adapter | FSA-PK5 | 810004053 | 3 | 2 | 0.51407 | --- | 68.3543 | 85.4429
841211006661 | 8" FasNSeal Patterson Kelly Mach Series Appliance Adapter | FSA-PK8 | 810004054 | 2 | 3.2 | 1.1564 | --- | 142.0664 | 177.583
841211008443 | FasNSeal 6" Tapered Patterson Kelly Mach Series Appliance Adapter | FSA-PKT6 | 810004055 | 6 | 10 | 2.5353 | --- | 270.1024 | 337.6279
841211001499 | 3" FasNSeal Peerless & Lochinvar Appliance Adapter | FSA-PSC/DE3 | 810004056 | 8 | 3.8 | 0.40175 | --- | 92.3724 | 115.4655
841211001321 | 3" FasNSeal Burnham & Quietside Termination Appliance Adapter | FSA-PV3 | 810004057 | 8 | 3.2 | 0.40175 | --- | 91.4401 | 114.3001
841211025310 | 3" FasNSeal PVC to FasNSeal Appliance Adapter | FSA-PVC3 | 810004020 | 8 | 3.2 | 0.40175 | --- | 92.3896 | 115.487
841211009594 | 4" FasNSeal PVC to FasNSeal Appliance Adapter | FSA-PVC4 | 810004021 | 8 | 4.4 | 0.64367 | --- | 93.1463 | 116.4329
841211009297 | FasNSeal Rheem/Ruud RTG Model & Paloma PTG/PH Series Appliance Adapter | FSA-RI-4.2 | 810004058 | 8 | 2.8 | 0.40175 | --- | 112.1227 | 140.1534
841211006005 | 7" FasNSeal Buderus SB Series Appliance Adapter | FSA-SB7 | 810004059 | 2 | 1.4 | 0.37583 | --- | 110.6697 | 138.3372
841211006012 | 8" FasNSeal Buderus SB Series Appliance Adapter | FSA-SB8 | 810004060 | 2 | 2 | 0.64367 | --- | 118.4032 | 148.004
841211006029 | 10" FasNSeal Buderus SB Series Appliance Adapter | FSA-SB10 | 810004061 | 2 | 3.6 | 1.125 | --- | 133.8702 | 167.3378
841211006036 | 12" FasNSeal Buderus SB Series Appliance Adapter | FSA-SB12 | 810004062 | 1 | 2.6 | 1.125 | --- | 154.4787 | 193.0984
841211027017 | 14" FasNSeal Buderus SB Series Appliance Adapter | FSA-SB14 | 810004063 | 1 | 4 | 1.9103 | --- | 211.014 | 263.7675
841211001307 | 4" FasNSeal Smith GV-100 Appliance Adapter | FSA-SMITH4 | 810004064 | 8 | 12 | 1.9047 | --- | 163.2895 | 204.1119
841211001505 | 3" FasNSeal Triangle Delta Series Appliance Adapter | FSA-TR3 | 810004065 | 8 | 2.5 | 2.5353 | --- | 105.2838 | 131.6047
841211026294 | 6" FasNSeal Thermal Solutions Appliance Adapter | FSA-TS6 | 810004066 | 1 | 2.6 | 0.37755 | --- | 175.583 | 219.4788
841211008764 | 4" FasNSeal Takagi TK-TV Series Termination Appliance Adapter | FSA-TTA4 | 810004067 | 8 | 3.8 | 0.64367 | --- | 68.6724 | 85.8405
841211016622 | 3" FasNSeal Weil McLain Ultra Series Appliance Adapter | FSA-ULT3 | 810004068 | 8 | 3.2 | 0.40175 | --- | 52.2566 | 65.3207
841211000294 | 4" FasNSeal Weil McLain Ultra Series Appliance Adapter | FSA-ULT4 | 810004069 | 8 | 4.4 | 0.79531 | --- | 65.9935 | 82.4919
662492461839 | 9.85" to 8" FNS Adapter (Exhaust) | FSA-SF-08FNSF-EX | 810007183 |  |  |  |  | 360.3404 | 450.4254
841211001512 | 3" FasNSeal Columbia LVGD Series Appliance Adapter | FSA-UTC3 | 810004073 | 8 | 4 | 0.37583 | --- | 144.8645 | 181.0806
841211001529 | 4" FasNSeal Columbia LVGD Series Appliance Adapter | FSA-UTC4 | 810004074 | 8 | 5 | 0.64367 | --- | 169.6347 | 212.0434
841211016912 | 3" FasNSeal Viessmann Vitoden Series Appliance Adapter | FSA-V3 | 810004075 | 8 | 3 | 1.1889 | --- | 49.1313 | 61.4142
841211001703 | 4" FasNSeal Viessmann Vitoden Series Appliance Adapter | FSA-V4 | 810004076 | 8 | 4.2 | 0.64367 | --- | 54.5709 | 68.2136
841211001369 | 3" FasNSeal Weil McLain GV Model Appliance Adapter | FSA-WEIL-GV3 | 810004070 | 8 | 4.4 | 0.79531 | --- | 97.3853 | 121.7317
841211001406 | 3" FasNSeal Weil McLain Tee Appliance Adapter | FSA-WEIL-GVTEE3 | 810004071 | 6 | 5.8 | 1.2742 | --- | 222.9335 | 278.6668
841211001338 | 3" FasNSeal Weil McLain CG Series & Williamson Thermoflow GWI Series Appliance Adapter | FSA-WM-CGI3 | 810004072 | 6 | 2.8 | 0.64367 | --- | 104.5138 | 130.6422
841211006166 | 4" FasNSeal-to-Fulton Muffler Inlet Muffler | FSAAM4 | 810004077 | 8 | 3.9111 | 0.64367 | --- | 75.8904 | 94.863
841211006173 | 6" FasNSeal-to-Fulton Muffler Inlet Muffler | FSAAM6 | 810004078 | 6 | 4.4 | 1.125 | --- | 90.6759 | 113.3448
662492799390 | 7" Female-to-Male Jeremias muffler | FSA-180F-7M | 810004079 | 2 | 2.45 | 0.6 | --- | 94.5605 | 118.2007
662492673232 | 7" Male-to-Female Jeremias Muffler | FSA-7F-180M | 810004080 | 2 | 2.5 | 0.6 | --- | 98.994 | 123.7424
662492865347 | 8" DIA. VITOCROSSAL CM2 186-311 Adapt. | FSA-VCM2-08FNSF | 810005671 | 1 |  |  |  | 267.9267 | 334.9083
662492512647 | 3" to 2.38" Knight 51-211 Appliance Adapter | FSA-23803-FNS | 810005379 |  |  |  |  | 145.7361 | 182.1702
841211024382 | 6" Male to 6" PVC Elbow Lochinvar Appliance Adapter | FSA-6M-6PVC ELB | 810005575 | 4 | 6 |  |  | 283.0564 | 353.8205
841211029158 | 200mm to 8" Intelli-Fin IBN 1500 through 2000 Lochinvar Adapter | FSA-200MM - 8 | 810005622 |  |  |  |  | 161.5403 | 201.9254
841211029141 | 150mm to 6" Intelli-Fin IBN 1500 through 2000 Lochinvar Adapter | FSA-150mm - 6 | 810005620 |  |  |  |  | 128.4641 | 160.5801
841211001680 | 3" FasNSeal Adapter | FSA-APD3 | 810007014 | 8 | 4 |  |  | 48.6847 | 60.8559
841211001352 | 4" FasNSeal StayRite Adapter | FSA-STARITE-4 | 810005276 | 8 | 2 |  |  | 100.2563 | 125.3204
841211009679 | 3" FasNSeal Vapac GF Adapter | FSA-GF3 | 810007016 | 8 | 6 |  |  | 46.3973 | 57.9966
662492910023 | 100mm to 4" Dia FNS Appliance Adapter | FSA-100MM4 | 810013160 | 1 |  |  |  | 79.8405 | 99.8006
662492910030 | 110mm to 4" Dia FNS Appliance Adapter | FSA-110MM4 | 810013161 | 1 |  |  |  | 83.8038 | 104.7547
662492910047 | 5.12" to 5" Dia FNS Appliance Adapter | FSA-130MM5 | 810013162 | 1 |  |  |  | 108.2195 | 135.2744
662492910221 | 5.7" - 8" Dia Fulton Elbow Adapter |  | 810013180 |  |  |  |  | 875.2241 | 1094.0301
662492913901 | 9.55" - 12" Dia Fulton Elbow Adapter |  | 810013437 |  |  |  |  | 1358.1978 | 1697.7472
662492913918 | 9.55" - 14" Dia Fulton Elbow Adapter |  | 810013438 |  |  |  |  | 1715.7348 | 2144.6685

## FasNSeal Adaptrs -316
FasNSeal Gas Vent Appliance Adapters - 316
UPC-A Listing | Description | Order # | Stock # | Pcs/ Ctn | Lbs/ Ctn | Cube | Plt Qty | M.A.P | 05/12/2025 MSRP (ea.)
0.8
662492932810 | 2" Dia Smooth PVC To 3" FNSF Adap - 316 | FSA-2PVCS-3FNSFB | 810016169 |  |  |  |  | 145.36 | 181.7
662492934289 | 3" FasNSeal Universal Appliance Adapter w/ Condensate Drain -316 | FSAAUCD03B | 810015973 | 8 |  |  |  | 142.521 | 178.1513
662492938829 | 4" FasNSeal Universal Appliance Adapter w/ Condensate Drain -316 | FSAAUCD04B | 810015421 | 8 | 8.7 | 1.2742 | --- | 151.8121 | 189.7652
662492938812 | 4" FasNSeal Universal Appliance Adapter w/ Condensate Drain and Back Flow Preventer -316 | FSAAUCDBFP04B | 810015422 | 8 | 11.1 | 1.2742 | --- | 230.7072 | 288.384
662492938843 | 3" FasNSeal Universal Appliance Adapter -316 | FSAAU3B | 810015419 | 8 | 3.8 | 0.35977 | --- | 61.0043 | 76.2554
789665315628 | 3" Universal Unit Heater Adapter-316 | FSA-3UHB | 810016543 |  |  |  |  | 61.7127 | 77.1409
662492938805 | 4" FasNSeal Universal Appliance Adapter -316 | FSAAU4B | 810015423 | 8 | 5 | 0.64367 | --- | 62.0847 | 77.6058
789665306114 | 4" Universal Unit Heater Adapter-316 | FSA-4UHB | 810016449 |  |  |  |  | 63.9167 | 79.8959
662492932827 | 4" Dia Smooth PVC To 6" FNSF Adap - 316 | FSA-4PVCS-6FNSFB | 810016168 |  |  |  |  | 306.1633 | 382.7041
662492931943 | 4" Dia Smooth PVC To 7" FNSF Adap - 316 | FSA-4PVCS-7FNSFB | 810016284 |  |  |  |  | 183.5585 | 229.4482
662492943182 | FasNSeal Flexible Vent Male Adapter -316 | FSASMM-4B | 810014941 | 4 | 5 | 0.6 | --- | 144.9533 | 181.1916
662492943175 | FasNSeal Flexible Vent Female Adapter -316 | FSASMF-4B | 810014942 | 4 | 5 | 0.6 | --- | 144.9533 | 181.1916
662492938782 | 5" FasNSeal Universal Appliance Adapter -316 | FSAAU5B | 810015425 | 8 | 5.8 | 1.1564 | --- | 71.9087 | 89.8859
662492938768 | 6" FasNSeal Universal Appliance Adapter -316 | FSAAU6B | 810015427 | 2 | 2 | 0.38547 | --- | 89.3527 | 111.6909
662492932070 | 6" Dia Smooth PVC To 4" FNSF Adap - 316 | FSA-6PVCS-4FNSFB | 810016269 |  |  |  |  | 316.6342 | 395.7927
662492931721 | 6" Dia Smooth PVC To 6" FNSF Adap - 316 | FSA-6PVCS-6FNSFB | 810016306 |  |  |  |  | 99.9994 | 124.9993
662492938737 | 7" FasNSeal Universal Appliance Adapter -316 | FSAAU7B | 810015430 | 8 | 8.8 | 1.9103 | --- | 96.7836 | 120.9795
662492938706 | 8" FasNSeal Universal Appliance Adapter -316 | FSAAU8B | 810015433 | 2 | 2.4 | 0.64799 | --- | 104.2706 | 130.3382
662492938683 | 9" FasNSeal Universal Appliance Adapterv-316 | FSAAU9B | 810015435 | 2 | 2.8 | 0.64367 | --- | 112.0099 | 140.0124
662492938669 | 10" FasNSeal Universal Appliance Adapter -316 | FSAAU10B | 810015437 | 2 | 3.4 | 1.125 | --- | 117.7864 | 147.2329
662492938638 | 12" FasNSeal Universal Appliance Adapter -316 | FSAAU12B | 810015440 | 1 | 2.4 | 1.125 | --- | 132.606 | 165.7575
662492938607 | 14" FasNSeal Universal Appliance Adapter -316 | FSAAU14B | 810015443 | 1 | 3.6 | 1.1889 | --- | 169.2416 | 211.5521
662492938584 | 16" FasNSeal Universal Appliance Adapter -316 | FSAAU16B | 810015445 | 2 | 8 | 1.9103 | --- | 208.8776 | 261.097
662492938836 | 3" FasNSeal Universal Appliance Adapter w/ Test Port -316 | FSAAUTP03B | 810015420 | 8 | 9.12 | 1.2742 | --- | 146.4945 | 183.1182
662492938799 | 4" FasNSeal Universal Appliance Adapter w/ Test Port -316 | FSAAUTP04B | 810015424 | 8 | 12.16 | 1.2742 | --- | 161.4058 | 201.7572
662492938775 | 5" FasNSeal Universal Appliance Adapter w/ Test Port -316 | FSAAUTP05B | 810015426 | 5 | 9.5 | 1.2742 | --- | 180.5127 | 225.6409
662492938751 | 6" FasNSeal Universal Appliance Adapter w/ Test Port -316 | FSAAUTP06B | 810015428 | 3 | 6.84 | 1.2742 | --- | 200.213 | 250.2662
662492938720 | 7" FasNSeal Universal Appliance Adapter w/ Test Port -316 | FSAAUTP07B | 810015431 | 2 | 5.32 | 1.2742 | --- | 228.1278 | 285.1598
662492938690 | 8" FasNSeal Universal Appliance Adapter w/ Test Port -316 | FSAAUTP08B | 810015434 | 2 | 6.08 | 1.2742 | --- | 247.3499 | 309.1874
662492938676 | 9" FasNSeal Universal Appliance Adapter w/ Test Port -316 | FSAAUTP09B | 810015436 | 2 | 6.84 | 1.2742 | --- | 256.1969 | 320.2461
662492938652 | 10" FasNSeal Universal Appliance Adapter w/ Test Port -316 | FSAAUTP10B | 810015438 | 1 | 3.8 | 0.7736 | --- | 289.6779 | 362.0973
662492938621 | 12" FasNSeal Universal Appliance Adapter w/ Test Port -316 | FSAAUTP12B | 810015441 | 1 | 4.6 | 1.125 | --- | 311.634 | 389.5425
662492938591 | 14" FasNSeal Universal Appliance Adapter w/ Test Port -316 | FSAAUTP14B | 810015444 | 1 | 7 | 1.9103 | --- | 372.8055 | 466.0069
662492938577 | 16" FasNSeal Universal Appliance Adapter w/ Test Port -316 | FSAAUTP16B | 810015446 | 1 | 8 | 1.9103 | --- | 449.9183 | 562.3979
662492938744 | 6" FasNSeal Appliance Adapter -316 | FSAA6B | 810015429 | 2 | 2 | 0.37583 | --- | 75.0238 | 93.7797
662492938713 | 7" FasNSeal Appliance Adapter -316 | FSAA7B | 810015432 | 2 | 2.2 | 0.40175 | --- | 84.4876 | 105.6095
662492938645 | 10" FasNSeal Appliance Adapter -316 | FSAA10B | 810015439 | 2 | 3.2 | 1.125 | --- | 97.9754 | 122.4692
662492938614 | 12" FasNSeal Appliance Adapter -316 | FSAA12B | 810015442 | 2 | 3.6 | 1.125 | --- | 104.2425 | 130.3032
662492938560 | 3" FasNSealW2 Appliance Adapter -316 | W2-AA3B | 810015447 | 8 | 6 | 0.64367 | --- | 148.9259 | 186.1574
662492938546 | 4" FasNSealW2 Appliance Adapter -316 | W2-AA4B | 810015449 | 6 | 5 | 0.64367 | --- | 167.5452 | 209.4314
662492938522 | 5" FasNSealW2 Appliance Adapter -316 | W2-AA5B | 810015451 | 2 | 2.3 | 0.37583 | --- | 174.4433 | 218.0541
662492938508 | 6" FasNSealW2 Appliance Adapter -316 | W2-AA6B | 810015453 | 2 | 2.6 | 0.37583 | --- | 179.0139 | 223.7674
662492938485 | 7" FasNSealW2 Appliance Adapter -316 | W2-AA7B | 810015455 | 2 | 3 | 0.64367 | --- | 213.0838 | 266.3547
662492938461 | 8" FasNSealW2 Appliance Adapter -316 | W2-AA8B | 810015457 | 2 | 3.2 | 0.64367 | --- | 210.3919 | 262.9898
662492938447 | 9" FasNSealW2 Appliance Adapter -316 | W2-AA9B | 810015459 | 2 | 7.2 | 1.2742 | --- | 231.6329 | 289.5412
662492938423 | 10" FasNSealW2 Appliance Adapter -316 | W2-AA10B | 810015461 | 2 | 6 | 1.125 | --- | 276.2743 | 345.3428
662492938386 | 14" FasNSealW2 Appliance Adapter -316 | W2-AA14B | 810015465 | 1 | 4.5 | 1.1889 | --- | 310.246 | 387.8075
662492938362 | 16" FasNSealW2 Appliance Adapter -316 | W2-AA16B | 810015467 | 1 | 5 | 1.9047 | --- | 399.5006 | 499.3757
662492938553 | 3'W2 Appliance Adapter w/ Test Port -316 | W2-AAUTP03B | 810015448 | 1 |  |  |  | 183.2902 | 229.1127
662492938539 | 4"W2 Appliance Adapter w/ Test Port -316 | W2-AAUTP04B | 810015450 | 1 |  |  |  | 194.1281 | 242.6601
662492938515 | 5"W2 Appliance Adapter w/ Test Port -316 | W2-AAUTP05B | 810015452 | 1 |  |  |  | 214.1494 | 267.6867
662492938492 | 6"W2 Appliance Adapter w/ Test Port -316 | W2-AAUTP06B | 810015454 | 1 |  |  |  | 229.9084 | 287.3855
662492938478 | 7" W2 Appliance Adapter w/ Test Port -316 | W2-AAUTP07B | 810015456 | 1 |  |  |  | 251.2757 | 314.0946
662492938454 | 8" W2 Appliance Adapter w/ Test Port -316 | W2-AAUTP08B | 810015458 | 1 |  |  |  | 270.3155 | 337.8944
662492938430 | 9" W2 Appliance Adapter w/ Test Port -316 | W2-AAUTP09B | 810015460 | 1 |  |  |  | 279.0924 | 348.8655
662492938416 | 10" W2 Appliance Adapter w/ Test Port -316 | W2-AAUTP10B | 810015462 | 1 |  |  |  | 310.4843 | 388.1054
662492938393 | 12" W2 Appliance Adapter w/ Test Port -316 | W2-AAUTP12B | 810015464 | 1 |  |  |  | 331.6833 | 414.6042
662492938379 | 14" W2 Appliance Adapter w/ Test Port -316 | W2-AAUTP14B | 810015466 | 1 |  |  |  | 411.1656 | 513.957
662492938355 | 16" W2 Appliance Adapter w/ Test Port -316 | W2-AAUTP16B | 810015468 | 1 |  |  |  | 486.8203 | 608.5254
662492931134 | 4" Dia Exhausto Adaptor Male&Female -316 | FS-EXDA-4B | 810016404 |  |  |  |  | 233.5644 | 291.9554
662492932087 | 6" Dia Exhausto Adaptor Male&Female -316 | FS-EXDA-6B | 810016268 |  |  |  |  | 223.7051 | 279.6314
662492931158 | 6" Dia Exhausto Adaptor - Female-316 | FS-EXDAF-6B | 810016402 | 1 |  |  |  | 195.693 | 244.6163
FasNSeal Metric Male Adapters
662492934968 | FasNSeal 152mm Male to 6" Female Appliance Adapter-316 | FSA-149-6FB | 810015894 | 2 | 4 |  |  | 184.7764 | 230.9705
662492938348 | FasNSeal 158mm Male to 6" Female Appliance Adapter-316 | FSA-158-6FB | 810015469 | 2 | 2.2 | 0.77 | --- | 221.9307 | 277.4134
662492938331 | FasNSeal 197mm Male to 8" Female Appliance Adapter-316 | FSA-197-8FB | 810015470 | 1 | 1.8 | 0.8 | --- | 279.2466 | 349.0583
662492938324 | FasNSeal 250mm Male to 10" Female Appliance Adapter-316 | FSA-250-10FB | 810015471 | 2 | 3.8 | 0.7736 | --- | 146.7808 | 183.476
662492938317 | FasNSeal 4" PVC to 4" FasNSeal Appliance Adapter-316 | FSA-4PVCS-4FNSFB | 810015472 | 8 | 4 | 0.64 | --- | 48.7704 | 60.9629
662492938300 | 6" FasNSeal Aerco International Appliance Adapter-316 | FSA-AE6B | 810015473 | 4 | 3.4 | 1.2742 | --- | 107.2043 | 134.0053
662492938294 | 8" FasNSeal Aerco International Appliance Adapter-316 | FSA-AE8B | 810015474 | 2 | 5.6 | 1.9184 | --- | 198.274 | 247.8426
662492934296 | 14" FasNSeal Aerco International Appliance Adapter-316 | FSA-AE14B | 810015972 |  |  |  |  | 369.9183 | 462.3978
662492938287 | 3" FasNSeal Laars Endurance Series Appliance Adapter-316 | FSA-B3B | 810015475 | 8 | 5.2 | 0.40175 | --- | 100.4275 | 125.5344
662492938270 | 4" FasNSeal Laars Endurance Series Appliance Adapter-316 | FSA-B4B | 810015476 | 8 | 6.5 | 0.64367 | --- | 135.5344 | 169.4179
662492932100 | Laars 6" Giannoni to 6" FNS Adap - 316 | FSA-GIAN6-FNSF6B | 810016266 |  |  |  |  | 197.3077 | 246.6346
662492934265 | 3.15" to 3" Laars Mascot Appliance Adapter-316 | FSA-80MM3B | 810015975 | 8 | 12 |  |  | 47.437 | 59.2963
662492938263 | 3" FasNSeal Elbow Appliance Adapter-316 | FSA-ELB3B | 810015477 | 8 | 4 | 1.1889 | --- | 88.3787 | 110.4733
662492932643 | 6" Fulton EDR 750-1500 to 6" FNS Adapter-316 | FSA-FULTEDR-6FNSFB | 810016190 |  |  |  |  | 158.6001 | 198.2501
662492932636 | 8" Fulton EDR 2000 to 8" FNS Adapter-316 | FSA-FULTEDR-8FNSF | 810016191 |  |  |  |  | 168.6247 | 210.7809
662492932629 | 6" Fulton EDR 750-1600 to 6" PVC Adapter-316 |  | 810016192 |  |  |  |  | 171.7934 | 214.7417
662492932612 | 8" Fulton EDR 2000 to 8" PVC Adapter-316 |  | 810016193 |  |  |  |  | 176.6445 | 220.8056
662492938256 | 4" FasNSeal Elbow Appliance Adapter-316 | FSA-ELB4B | 810015478 | 10 | 10.4 | 1.8292 | --- | 126.5925 | 158.2406
662492938249 | 4" FasNSeal Fulton Boiler Appliance Adapter-316 | FSA-F4B | 810015479 | 8 | 4.2 | 0.64367 | --- | 88.5499 | 110.6874
662492938232 | 6" FasNSeal Fulton Boiler Appliance Adapter-316 | FSA-F6B | 810015480 | 2 | 1.6 | 0.37583 | --- | 96.4031 | 120.5039
662492938225 | 4" FasNSeal Fulton Tapered Appliance Adapter-316 | FSA04T2.5B | 810015481 | 2 | 3.2 | 0.4 | --- | 88.5744 | 110.718
662492938218 | 6" FasNSeal Fulton Tapered Appliance Adapter-316 | FSA06T2.5B | 810015482 | 2 | 3.6 | 0.4 | --- | 95.0942 | 118.8678
662492934302 | 10" Heatfab to FasNSeal Appliance Adapter-316 | FSA-HFA10B | 810015971 | 2 | 2 |  |  | 115.2898 | 144.1123
662492938201 | 3" FasNSeal Burnham & New Yorker Appliance Adapter-316 | FSA-HFB3B | 810015483 | 8 | 3.2 | 0.40175 | --- | 44.1219 | 55.1524
662492938195 | 4" FasNSeal Burnham & New Yorker Appliance Adapter-316 | FSA-HFB4B | 810015484 | 8 | 4 | 0.64367 | --- | 57.8497 | 72.3121
662492938188 | 4" FasNSeal Bosch, Thermo-Dynamics & Laars Appliance Adapter-316 | FSA-LMGD4B | 810015485 | 8 | 4.4 | 0.64367 | --- | 69.8344 | 87.2931
662492938171 | 3" FasNSeal Crown, Dunkirk & Modine Termination Appliance Adapter -316 | FSA-M3B | 810015486 | 8 | 2.4 | 0.40175 | --- | 57.8497 | 72.3121
662492938164 | 4" FasNSeal Crown, Dunkirk & Modine Termination Appliance Adapter-316 | FSA-M4B | 810015487 | 8 | 3.2 | 0.40175 | --- | 61.5949 | 76.9936
662492938157 | 6" FasNSeal Cleaver Brooks MCF Series Appliance Adapter-316 | FSA-MCF6 | 810015488 | 2 | 1.8 | 0.37583 | --- | 106.8784 | 133.598
662492938140 | 8" FasNSeal Cleaver Brooks MCF Series Appliance Adapter-316 | FSA-MCF8B | 810015489 | 2 | 2 | 0.8 | --- | 130.6712 | 163.339
662492938133 | 10" FasNSeal Cleaver Brooks MCF Series Appliance Adapter-316 | FSA-MCF10B | 810015490 | 2 | 3.8 | 1.125 | --- | 162.0211 | 202.5263
662492938126 | 12" FasNSeal Cleaver Brooks MCF Series Appliance Adapter-316 | FSA-MCF12B | 810015491 | 2 | 4.2 | 1.125 | --- | 156.3428 | 195.4285
662492935477 | 12" FasNSeal Cleaver Brooks MCF Series Appliance Adapter-316 | FSA-FLX10B | 810015831 |  |  |  |  | 180.1636 | 225.2045
662492935460 | 12" FasNSeal Cleaver Brooks Adapter w/ Disc-316 | FSA-FLX12B | 810015832 |  |  |  |  | 202.1057 | 252.6322
662492934272 | 16" FasNSeal Cleaver Brooks Adapter w/ Disc-316 | FSA-FLX16B | 810015974 |  |  |  |  | 253.0843 | 316.3554
662492938119 | 3" FasNSeal Dunkirk XEB Series & Pennco FSB Series Appliance Adapter-316 | FSAMETEK3B | 810015492 | 8 | 3.6 | 0.40175 | --- | 85.0027 | 106.2534
662492935255 | 3" FNS 80mm Noritz Appliance Adapter-316 | FSAAN03B | 810015854 | 8 | 4 |  |  | 65.1673 | 81.4591
662492938102 | 4" FasNSeal Noritz NOM-DV Series Termination Appliance Adapter-316 | FSA-NSC4B | 810015493 | 8 | 4.2 | 0.64367 | --- | 50.3448 | 62.9309
662492938096 | 3" FasNSeal Slantfin Concept & New Yorker PVCG Series Termination Appliance Adapter-316 | FSA-NYV3B | 810015494 | 8 | 3 | 0.79531 | --- | 55.1271 | 68.9089
662492938089 | 3" FasNSeal Peerless PDE Model Appliance Adapter-316 | FSA-PDE3B | 810015495 | 3.8 | 3.8 | 0.40175 | --- | 79.1399 | 98.9249
662492936023 | 3" PVC Male to 3" FasNSeal Female Adapter-316 | FSA-3PVCS-3FNSFB | 810015755 |  |  |  |  | 52.6351 | 65.7939
662492935118 | 4" Dia PVC Male To 4" FNS Fem Adap-316 | FSA-4PVCM-4FNSFB | 810015879 | 6 |  |  |  | 102.1034 | 127.6292
662492934241 | 16" Diameter to 10" Tapered Reducer-316 | FS1610TRB | 810015977 | 1 | 14 |  |  | 1076.385 | 1345.4812
662492938072 | 4" FasNSeal Patterson Kelly Mach Series Appliance Adapter-316 | FSA-PK4B | 810015496 | 8 | 7.6 | 1.2742 | --- | 46.1893 | 57.7367
662492938065 | 5" FasNSeal Patterson Kelly Mach Series Appliance Adapter-316 | FSA-PK5B | 810015497 | 3 | 2 | 0.51407 | --- | 56.0364 | 70.0455
662492938058 | 8" FasNSeal Patterson Kelly Mach Series Appliance Adapter-316 | FSA-PK8B | 810015498 | 2 | 3.2 | 1.1564 | --- | 106.5437 | 133.1796
662492938041 | FasNSeal 6" Tapered Patterson Kelly Mach Series Appliance Adapter-316 | FSA-PKT6B | 810015499 | 6 | 10 | 2.5353 | --- | 218.7877 | 273.4846
662492938034 | 3" FasNSeal Peerless & Lochinvar Appliance Adapter-316 | FSA-PSC/DE3B | 810015500 | 8 | 3.8 | 0.40175 | --- | 77.602 | 97.0025
662492938027 | 3" FasNSeal Burnham & Quietside Termination Appliance Adapter-316 | FSA-PV3B | 810015501 | 8 | 3.2 | 0.40175 | --- | 77.5531 | 96.9413
662492938003 | 7" FasNSeal Buderus SB Series Appliance Adapter-316 | FSA-SB7B | 810015503 | 2 | 1.4 | 0.37583 | --- | 88.5396 | 110.6744
662492937990 | 8" FasNSeal Buderus SB Series Appliance Adapter-316 | FSA-SB8B | 810015504 | 2 | 2 | 0.64367 | --- | 88.8059 | 111.0074
662492937983 | 10" FasNSeal Buderus SB Series Appliance Adapter-316 | FSA-SB10B | 810015505 | 2 | 3.6 | 1.125 | --- | 100.4009 | 125.5011
662492937976 | 12" FasNSeal Buderus SB Series Appliance Adapter-316 | FSA-SB12B | 810015506 | 1 | 2.6 | 1.125 | --- | 115.8655 | 144.8319
662492937969 | 14" FasNSeal Buderus SB Series Appliance Adapter-316 | FSA-SB14B | 810015507 | 1 | 4 | 1.9103 | --- | 169.3446 | 211.6807
662492937952 | 4" FasNSeal Smith GV-100 Appliance Adapter-316 | FSA-SMITH4B | 810015508 | 8 | 12 | 1.9047 | --- | 135.5466 | 169.4332
662492937945 | 3" FasNSeal Triangle Delta Series Appliance Adapter-316 | FSA-TR3B | 810015509 | 8 | 2.5 | 2.5353 | --- | 88.66 | 110.825
662492937938 | 6" FasNSeal Thermal Solutions Appliance Adapter-316 | FSA-TS6B | 810015510 | 1 | 2.6 | 0.37755 | --- | 142.2132 | 177.7665
662492937921 | 4" FasNSeal Takagi TK-TV Series Termination Appliance Adapter-316 | FSA-TTA4B | 810015511 | 8 | 3.8 | 0.64367 | --- | 57.0027 | 71.2534
662492937914 | 3" FasNSeal Weil McLain Ultra Series Appliance Adapter-316 | FSA-ULT3B | 810015512 | 8 | 3.2 | 0.40175 | --- | 43.9019 | 54.8773
662492937907 | 4" FasNSeal Weil McLain Ultra Series Appliance Adapter-316 | FSA-ULT4B | 810015513 | 8 | 4.4 | 0.79531 | --- | 54.7887 | 68.4858
662492934005 | 9.85" to 8" FNS Adapter (Exhaust)-316 | FSA-SF-08FNSF-EXB | 810016012 |  |  |  |  | 270.2369 | 337.7961
662492937884 | 3" FasNSeal Columbia LVGD Series Appliance Adapter-316 | FSA-UTC3B | 810015515 | 8 | 4 | 0.37583 | --- | 121.6917 | 152.1146
662492937877 | 3" FasNSeal Viessmann Vitoden Series Appliance Adapter-316 | FSA-V3B | 810015516 | 8 | 3 | 1.1889 | --- | 41.2697 | 51.5872
662492937860 | 4" FasNSeal Viessmann Vitoden Series Appliance Adapter-316 | FSA-V4B | 810015517 | 8 | 4.2 | 0.64367 | --- | 45.2887 | 56.6108
662492937891 | 3" FasNSeal Weil McLain CG Series & Williamson Thermoflow GWI Series Appliance Adapter-316 | FSA-WM-CGI3B | 810015514 | 6 | 2.8 | 0.64367 | --- | 87.7972 | 109.7465
662492937853 | 4" FasNSeal-to-Fulton Muffler Inlet Muffler-316 | FSAAM4B | 810015518 | 8 | 3.9111 | 0.64367 | --- | 62.9922 | 78.7402
6.6249e+13 | 6" FasNSeal-to-Fulton Muffler Inlet Muffler-316 | FSAAM6B | 810015519 | 6 | 4.4 | 1.125 | --- | 73.4552 | 91.819
662492936016 | 3" to 2.38" Knight 51-211 Appliance Adapter-316 | FSA-23803-FNSB | 810015756 |  |  |  |  | 122.2867 | 152.8584
662492934982 | 6" Male to 6" PVC Elbow Lochinvar Appliance Adapter-316 | FSA-6M-6PVC ELBB | 810015892 | 4 | 6 |  |  | 229.2586 | 286.5732
662492934654 | 200mm to 8" Intelli-Fin IBN 1500 through 2000 Lochinvar Adapter-316 | FSA-200MM - 8B | 810015933 |  |  |  |  | 121.1443 | 151.4304
662492934661 | 150mm to 6" Intelli-Fin IBN 1500 through 2000 Lochinvar Adapter-316 | FSA-150MM - 6B | 810015932 |  |  |  |  | 104.0458 | 130.0573
662492934258 | 3" FasNSeal Adapter-316 | FSA-APD3B | 810015976 | 8 | 4 |  |  | 40.9096 | 51.137
662492936450 | 4" FasNSeal StayRite Adapter-316 | FSA-STARITE-4B | 810015693 | 8 | 2 |  |  | 83.2165 | 104.0206
662492934234 | 3" FasNSeal Vapac GF Adapter-316 | FSA-GF3B | 810015978 | 8 | 6 |  |  | 38.504 | 48.13
662492931875 | 100mm to 4" Dia FNS Appliance Adapter-316 | FSA-100MM4B | 810016291 | 1 |  |  |  | 66.2626 | 82.8283
662492931868 | 110mm to 4" Dia FNS Appliance Adapter-316 | FSA-110MM4B | 810016292 | 1 |  |  |  | 69.5409 | 86.9261
662492931851 | 5.12" to 5" Dia FNS Appliance Adapter-316 | FSA-130MM5B | 810016293 | 1 |  |  |  | 88.7456 | 110.9321