## Majestic Editable MSRP
Majestic | Fireplace - Gas - Single-Sided
Prices in USD
Page printed 2/6/2026, 10:31:59 AM CST | Non-stock and custom product cannot be cancelled.
Future pricing effective for orders placed on or after 4/6/2026
* Please Contact Who You Purchase This Through for MSRP Pricing | Customer is responsible for freight for orders made outside of assigned RDC facility.
Echelon II 36
Includes: | Â
17,500 - 30,000 Btu/Hour Input (NG) | Not available for sale in Rhode Island
15-000 - 27,000 Btu/Hour Input (LP)
Clear LED dimmable lights
RC400 remote control
Battery backup
Ceramic glass
Standard with bronze glass media
IntelliFire Touch ignition system
Special Considerations:
If changing media, follow required number of bags below:
- - > Crushed Glass: 3 bags of glass
- - > Natural stones: 2 bags of stone
- - > Log set & stones: 1 bag of stone
Required to Complete - Sold Separately: | Front
Â | Â | MSRP USD
ECHEL36IN-C | Echelon II 36" top direct vent fireplace with IntelliFire Touch Ignition System (NG) | 4699
Fronts - Non-Operable (Required to Complete)
Clean Face Trim
CFT-36-BK-C | Clean face trim - Black | 459
CFT-36-GM-C | Clean face trim - Gun Metal | 509
CFT-36-NB-C | Clean Face Trim - New Bronze | 509
CFT-36-SS-C | Clean face trim - Stainless Steel | 779
Picture Frame Front
PFF-36-BK-C | Picture frame front - Black | 769
Conversion Kit
Conversion Kits
LPK-ECHEL36 | CONVERSION KITS, LP | 104
Gas Logs - Log Set Option
Driftwood Log Set
LOGS-DRTWOOD-36 | Driftwood log set | 409
Media
Media
GLASS-BZ | Glass, Bronze (1 bag) | 74
GLASS-DM | Glass, Diamond (1 bag) | 74
GLASS-OY | Glass, Onyx (1 bag) | 74
GLASS-SP | Glass, Sapphire (1 bag) | 74
Stones
STONES-NATURAL | Natural stones (1 bag) | 118
Liner Kit
Black Glass Liner Kit
BGK-36 | Reflective black ceramic glass liner kit | 719
Heat Management
Heat Management
PH-SIDETRIM | Passive Heat trim kit for side discharge (includes 2 side registers)(Starting collars sold separately) | 114
PH-MCE | Starting Collars for Non-Ducted Passive Heat (Required when using passive heat - For use with Front, Side, Top Discharges) | 199
PH-FRTTRIM-36 | Passive Heat Vent Trim Kit For Front Discharge (36")(Starting collars sold separately) | 229
Heat Management - Ducted
PHTRIM-MCE-36 | Ducted vent trim for front discharge using ducted Passive Heat (PHFR-MCE-36) | 269
PHSI-MCE | Ducted Passive Heat kit for side discharge (includes duct and 2 side registers) | 599
PHFR-MCE-36 | Ducted Passive Heat kit for front discharge (requires PHTRIM-MCE-36 front trim) | 659
Heat Out Kit
HEAT-OUT-GAS | Heat out kit (includes termination cap, 25' of 6" round duct, fireplace adapter, damper, wall switch and 350CFM fan at termination) | 1569
Heat Zone Kit
HZLIN-ADP | Heat Zone adaptor, must order for using HEAT-ZONE-GAS | 189
HEAT-ZONE-GAS | Heat-Zone Kit includes fan, 20' of 6" round duct, vent, wall adapter & on/off control. Wire Plug Assembly 26D0619 required if controlling w/RC400 remote. Used in IFT units with ACM & not a GFK fan. Compatible for up to 2 HEAT-ZONE-GAS kits. See manual. | 589
Control, remotes, wall switches
Battery Back Up
BATTERY-WSK | Battery backup wall switch kit for units with IFT control systems. Includes: On/Off Wall Switch, USB-C Port, Battery Backup, Cover Plate, 12' Wire Harness | 199
IntelliFire app
IFT-WFM | IntelliFire Wi-Fi Module that works with the IntelliFire iOS and Android app. Use to control all the features of your fireplace via a smart device. An RC400, RC450 or RC150 is required for thermostat control | 239
Remote/Wall Switch/Wall Thermostat
IFT-RC150 | IntelliFire Touch white wireless wall switch (on/off, cold climate, battery strength | 124
Touch Screen Remote
IFT-RC400 | IntelliFire Touch black remote control, docking station and auxiliary control module (on/off, flame height, thermostat mode, fan control, child lock, cold climate, timer mode, hot indicator, lights, on-screen maintenance and troubleshooting notifications) | 399
Venting
Brick Extension Kit
HEAT-OUT-BEK | Exterior Heat-Zone brick extension kit | 75
Venting Notes
Requires 8" DVP pipe. Must have a 18" minimum vertical vent before attaching a 90Â° elbow to unit. See venting section of manual.
Approved for use with PVLP-SLP, PVI-SLP-B and PVV-SLP with power vent wire harness (order separately) and IFT-RC400 remote. See venting section of manual.
Echelon II 48
Includes: | Â
21,000 - 40,000 Btu/Hour Input (NG)
20,000 - 34,000 Btu/Hour Input (LP) | IntelliFire Touch ignition system
Clear LED dimmable lights
RC400 remote control
Battery backup
Ceramic glass
Standard with bronze glass media
Special Considerations:
If changing media, follow required number of bags below:
- - > Crushed Glass: 4 bags of glass
- - > Natural stones: 3 bags of stone
- - > Log set & stones: 1 bag of stone
Required to Complete - Sold Separately: | Front
Â | Â | MSRP USD
ECHEL48IN-C | Echelon II 48" top direct vent fireplace with IntelliFire Touch Ignition System (NG) | 5929
Fronts - Non-Operable (Required to Complete)
Clean Face Trim
CFT-48-BK-C | Clean face trim - Black | 499
CFT-48-GM-C | Clean face trim - Gun Metal | 539
CFT-48-NB-C | Clean Face Trim - New Bronze | 539
CFT-48-SS-C | Clean face trim - Stainless Steel | 889
Picture Frame Front
PFF-48-BK-C | Picture frame front - Black | 879
Conversion Kit
Conversion Kits
LPK-ECHEL48 | CONVERSION KIT, LP | 104
Gas Logs - Log Set Option
Driftwood Log Set
LOGS-DRTWOOD-48 | Driftwood log set | 549
Media
Media
GLASS-BZ | Glass, Bronze (1 bag) | 74
GLASS-DM | Glass, Diamond (1 bag) | 74
GLASS-OY | Glass, Onyx (1 bag) | 74
GLASS-SP | Glass, Sapphire (1 bag) | 74
Stones
STONES-NATURAL | Natural stones (1 bag) | 118
Liner Kit
Black Glass Liner Kit - 48
BGK-48 | Reflective black ceramic glass liner kit | 849
Heat Management
Heat Management
PH-SIDETRIM | Passive Heat trim kit for side discharge (includes 2 side registers)(Starting collars sold separately) | 114
PH-MCE | Starting Collars for Non-Ducted Passive Heat (Required when using passive heat - For use with Front, Side, Top Discharges) | 199
PH-FRTTRIM-48 | Passive Heat Vent Trim Kit For Front Discharge (48")(Starting collars sold separately) | 239
Heat Management - Ducted
PHTRIM-MCE-48 | Ducted vent trim for front discharge using ducted Passive Heat (PHFR-MCE-48) | 289
PHSI-MCE | Ducted Passive Heat kit for side discharge (includes duct and 2 side registers) | 599
PHFR-MCE-48 | Ducted Passive Heat kit for front discharge (requires PHTRIM-MCE-48 front trim) | 719
Heat Out Kit
HEAT-OUT-GAS | Heat out kit (includes termination cap, 25' of 6" round duct, fireplace adapter, damper, wall switch and 350CFM fan at termination) | 1569
Heat Zone Kit
HZLIN-ADP | Heat Zone adaptor, must order for using HEAT-ZONE-GAS | 189
HEAT-ZONE-GAS | Heat-Zone Kit includes fan, 20' of 6" round duct, vent, wall adapter & on/off control. Wire Plug Assembly 26D0619 required if controlling w/RC400 remote. Used in IFT units with ACM & not a GFK fan. Compatible for up to 2 HEAT-ZONE-GAS kits. See manual. | 589
Control, remotes, wall switches
Battery Back Up
BATTERY-WSK | Battery backup wall switch kit for units with IFT control systems. Includes: On/Off Wall Switch, USB-C Port, Battery Backup, Cover Plate, 12' Wire Harness | 199
IntelliFire app
IFT-WFM | IntelliFire Wi-Fi Module that works with the IntelliFire iOS and Android app. Use to control all the features of your fireplace via a smart device. An RC400, RC450 or RC150 is required for thermostat control | 239
Remote/Wall Switch/Wall Thermostat
IFT-RC150 | IntelliFire Touch white wireless wall switch (on/off, cold climate, battery strength | 124
Touch Screen Remote
IFT-RC400 | IntelliFire Touch black remote control, docking station and auxiliary control module (on/off, flame height, thermostat mode, fan control, child lock, cold climate, timer mode, hot indicator, lights, on-screen maintenance and troubleshooting notifications) | 399
Venting
Brick Extension Kit
HEAT-OUT-BEK | Exterior Heat-Zone brick extension kit | 75
Venting Notes
Requires 8" DVP pipe. Must have 18" minimum vertical before attaching a 90 degree elbow to the unit. See venting section of manual.
Approved for use with PVLP-SLP, PVI-SLP-B and PVV-SLP with power vent wire harness (order separately) and IFT-RC400 remote. See venting section of manual.
Echelon II 60
Includes: | Â
28,000 - 50,000 Btu/Hour Input (NG)
20,000 - 37,500 Btu/Hour Input (LP)
Clear LED dimmable lights
RC400 remote control
Battery backup
Ceramic glass
Standard with bronze glass media
IntelliFire Touch ignition system
Special Considerations:
If changing media, follow required number of bags below:
- - > Crushed Glass: 6 bags of glass
- - > Natural stones: 3 bags of stone
- - > Log set & stones: 1 bag of stone
Required to Complete - Sold Separately: | Front
Â | Â | MSRP USD
ECHEL60IN-C | Echelon II 60" top direct vent fireplace with IntelliFire Touch Ignition System (NG) | 8359
Fronts - Non-Operable (Required to Complete)
Clean Face Trim
CFT-60-BK-C | Clean face trim - Black | 819
CFT-60-GM-C | Clean face trim - Gun Metal | 859
CFT-60-NB-C | Clean Face Trim - New Bronze | 859
CFT-60-SS-C | Clean face trim - Stainless Steel | 1149
Picture Frame Front
PFF-60-BK-C | Picture frame front - Black | 999
Conversion Kit
Conversion Kits
LPK-ECHEL60 | CONVERSION KIT, LP | 104
Gas Logs - Log Set Option
Driftwood Log Set
LOGS-DRTWOOD-60 | Driftwood log set | 679
Media
Media
GLASS-BZ | Glass, Bronze (1 bag) | 74
GLASS-DM | Glass, Diamond (1 bag) | 74
GLASS-OY | Glass, Onyx (1 bag) | 74
GLASS-SP | Glass, Sapphire (1 bag) | 74
Stones
STONES-NATURAL | Natural stones (1 bag) | 118
Liner Kit
Black Glass Liner Kit - 60
BGK-60 | Reflective black ceramic glass liner kit | 909
Heat Management
Heat Management
PH-SIDETRIM | Passive Heat trim kit for side discharge (includes 2 side registers)(Starting collars sold separately) | 114
PH-MCE | Starting Collars for Non-Ducted Passive Heat (Required when using passive heat - For use with Front, Side, Top Discharges) | 199
PH-FRTTRIM-60 | Passive Heat Vent Trim Kit For Front Discharge (60")(Starting collars sold separately) | 239
Heat Management - Ducted
PHTRIM-MCE-60 | Ducted vent trim for front discharge using ducted Passive Heat (PHFR-MCE-60) | 289
PHFR-MCE-60 | Ducted Passive Heat kit for front discharge (requires PHTRIM-MCE-60 front trim) | 789
Heat Out Kit
HEAT-OUT-GAS | Heat out kit (includes termination cap, 25' of 6" round duct, fireplace adapter, damper, wall switch and 350CFM fan at termination) | 1569
Heat Zone Kit
HZLIN-ADP | Heat Zone adaptor, must order for using HEAT-ZONE-GAS | 189
HEAT-ZONE-GAS | Heat-Zone Kit includes fan, 20' of 6" round duct, vent, wall adapter & on/off control. Wire Plug Assembly 26D0619 required if controlling w/RC400 remote. Used in IFT units with ACM & not a GFK fan. Compatible for up to 2 HEAT-ZONE-GAS kits. See manual. | 589
Control, remotes, wall switches
Battery Back Up
BATTERY-WSK | Battery backup wall switch kit for units with IFT control systems. Includes: On/Off Wall Switch, USB-C Port, Battery Backup, Cover Plate, 12' Wire Harness | 199
IntelliFire app
IFT-WFM | IntelliFire Wi-Fi Module that works with the IntelliFire iOS and Android app. Use to control all the features of your fireplace via a smart device. An RC400, RC450 or RC150 is required for thermostat control | 239
Remote/Wall Switch/Wall Thermostat
IFT-RC150 | IntelliFire Touch white wireless wall switch (on/off, cold climate, battery strength | 124
Touch Screen Remote
IFT-RC400 | IntelliFire Touch black remote control, docking station and auxiliary control module (on/off, flame height, thermostat mode, fan control, child lock, cold climate, timer mode, hot indicator, lights, on-screen maintenance and troubleshooting notifications) | 399
Venting
Brick Extension Kit
HEAT-OUT-BEK | Exterior Heat-Zone brick extension kit | 75
Venting Notes
Requires 8" DVP pipe. Must have 18" minimum veritcal before attaching a 90 degree elbow to unit. See venting section of manual.
Approved for use with PVLP-SLP, PVI-SLP-B and PVV-SLP with power vent wire harness (order separately) and IFT-RC400 remote. See venting section of manual.
Echelon II 72
Includes: | Â
30,000 - 58,000 Btu/Hour Input (NG)
25,000 - 45,000 Btu/Hour Input (LP)
Clear LED dimmable lights
RC400 remote control
Battery backup
Ceramic glass
Standard with bronze glass media
IntelliFire Touch ignition system
Special Considerations:
If changing media, follow required number of bags below:
- - > Crushed Glass: 7 bags of glass
- - > Natural stones: 4 bags of stone
- - > Log set & stones: 1 bag of stone
Required to Complete - Sold Separately: | Front
Â | Â | MSRP USD
ECHEL72IN-C | Echelon II 72" top direct vent fireplace with IntelliFire Touch Ignition System (NG) | 10979
Fronts - Non-Operable (Required to Complete)
Clean Face Trim
CFT-72-BK-C | Clean face trim - Black | 869
CFT-72-GM-C | Clean face trim - Gun Metal | 929
CFT-72-NB-C | Clean Face Trim - New Bronze | 929
CFT-72-SS-C | Clean face trim - Stainless Steel | 1279
Conversion Kit
Conversion Kits
LPK-ECHEL72 | CONVERSION KIT, LP | 104
Gas Logs - Log Set Option
Driftwood Log Set
LOGS-DRTWOOD-72 | Driftwood log set | 799
Media
Media
GLASS-BZ | Glass, Bronze (1 bag) | 74
GLASS-DM | Glass, Diamond (1 bag) | 74
GLASS-OY | Glass, Onyx (1 bag) | 74
GLASS-SP | Glass, Sapphire (1 bag) | 74
Stones
STONES-NATURAL | Natural stones (1 bag) | 118
Liner Kit
Black Glass Liner Kit - 72
BGK-72 | Reflective black ceramic glass liner kit | 1059
Heat Management
Heat Management
PH-SIDETRIM | Passive Heat trim kit for side discharge (includes 2 side registers)(Starting collars sold separately) | 114
PH-MCE | Starting Collars for Non-Ducted Passive Heat (Required when using passive heat - For use with Front, Side, Top Discharges) | 199
PH-FRTTRIM-72 | Passive Heat Vent Trim Kit For Front Discharge (72")(Starting collars sold separately) | 249
Heat Management - Ducted
PHTRIM-MCE-72 | Ducted vent trim for front discharge using ducted Passive Heat (PHFR-MCE-72) | 309
PHFR-MCE-72 | Ducted Passive Heat kit for front discharge (requires PHTRIM-MCE-72 front trim) | 839
Heat Out Kit
HEAT-OUT-GAS | Heat out kit (includes termination cap, 25' of 6" round duct, fireplace adapter, damper, wall switch and 350CFM fan at termination) | 1569
Heat Zone Kit
HZLIN-ADP | Heat Zone adaptor, must order for using HEAT-ZONE-GAS | 189
HEAT-ZONE-GAS | Heat-Zone Kit includes fan, 20' of 6" round duct, vent, wall adapter & on/off control. Wire Plug Assembly 26D0619 required if controlling w/RC400 remote. Used in IFT units with ACM & not a GFK fan. Compatible for up to 2 HEAT-ZONE-GAS kits. See manual. | 589
Control, remotes, wall switches
Battery Back Up
BATTERY-WSK | Battery backup wall switch kit for units with IFT control systems. Includes: On/Off Wall Switch, USB-C Port, Battery Backup, Cover Plate, 12' Wire Harness | 199
IntelliFire app
IFT-WFM | IntelliFire Wi-Fi Module that works with the IntelliFire iOS and Android app. Use to control all the features of your fireplace via a smart device. An RC400, RC450 or RC150 is required for thermostat control | 239
Remote/Wall Switch/Wall Thermostat
IFT-RC150 | IntelliFire Touch white wireless wall switch (on/off, cold climate, battery strength | 124
Touch Screen Remote
IFT-RC400 | IntelliFire Touch black remote control, docking station and auxiliary control module (on/off, flame height, thermostat mode, fan control, child lock, cold climate, timer mode, hot indicator, lights, on-screen maintenance and troubleshooting notifications) | 399
Venting
Brick Extension Kit
HEAT-OUT-BEK | Exterior Heat-Zone brick extension kit | 75
Venting Notes
Requires 8" DVP pipe. Must have a 30" minimum vertical before attaching a 90 degree elbow to unit. See venting section of manual.
Approved for use with PVLP-SLP, PVI-SLP-B and PVV-SLP with power vent wire harness (order separately) and IFT-RC400 remote. See venting section of manual.
Jade 32
Includes: | Â
13,250 - 19,000 Btu/Hour Input (NG) | If installing a Passive Heat Kit you cannot use a fan
12,750 - 16,500 Btu/Hour Input (LP) | If ordering lights or fan, must order IFT-RC400
IntelliFire Touch ignition system
Bronze glass media
Tempered glass
Junction box & Battery backup
Manual gas valve shut-off and flex connector
4" x 6-5/8" top vent collar
Special Considerations:
If changing media, follow required number of bags below:
Glass media: 2 bags of glass
Natural stones: 4 bags of stones
Log set & stones: 1/2 bag of stones
Required to Complete - Sold Separately: | Front
Â | Â | MSRP USD
JADE32IN-B | Jade 32" direct vent gas fireplace with IntelliFire Touch ignition system (NG) | 2809
Fronts - Non-Operable (Required to Complete)
Clean Face Trim
CFTF-32-BK | Clean Face Trim - Black | 459
CFTF-32-GM | Clean Face Trim - Gun Metal | 529
CFTF-32-NB | Clean Face Trim - New Bronze | 529
Picture Frame Front
PFF-32-BK | Picture frame front - Black | 789
Conversion Kit
Conversion Kit
LPK-32LINEAR | LP conversion kit | 104
Gas Logs - Log Set Option
Driftwood Log Set
DRTWOOD-JADE | Driftwood log set | 509
Media
Media
GLASS-BZ | Glass, Bronze (1 bag) | 74
GLASS-DM | Glass, Diamond (1 bag) | 74
GLASS-OY | Glass, Onyx (1 bag) | 74
GLASS-SP | Glass, Sapphire (1 bag) | 74
Stones
STONES-NATURAL | Natural stones (1 bag) | 118
Lighting
LED Accent Light
LED-LINEAR | LED accent lights (must order LED-SWITCH for multi-color selection) | 399
Refractory
Glass Refractory
GLASS-32LINEAR | Fade-resistant reflective black glass interior panels | 619
Fans
Fan
GFK-160C | Fan kit 160 CFM (fan only) | 269
Heat Management
Heat Management
PH-SIDETRIM | Passive Heat trim kit for side discharge (includes 2 side registers)(Starting collars sold separately) | 114
PH-FRTTRIM-32 | Passive Heat Vent Trim Kit For Front Discharge (32")(Starting collars sold separately) | 169
PH-LINEAR | Starting Collars for Non-Ducted Passive Heat (Required when using passive heat - For use with Front, Side, Top Discharges) | 219
Heat Out Kit
HEAT-OUT-GAS | Heat out kit (includes termination cap, 25' of 6" round duct, fireplace adapter, damper, wall switch and 350CFM fan at termination) | 1569
Heat Zone Kit
HEAT-ZONE-GAS | Heat-Zone Kit includes fan, 20' of 6" round duct, vent, wall adapter & on/off control. Wire Plug Assembly 26D0619 required if controlling w/RC400 remote. Used in IFT units with ACM & not a GFK fan. Compatible for up to 2 HEAT-ZONE-GAS kits. See manual. | 589
Control, remotes, wall switches
Battery Back Up
BATTERY-WSK | Battery backup wall switch kit for units with IFT control systems. Includes: On/Off Wall Switch, USB-C Port, Battery Backup, Cover Plate, 12' Wire Harness | 199
IntelliFire app
IFT-WFM | IntelliFire Wi-Fi Module that works with the IntelliFire iOS and Android app. Use to control all the features of your fireplace via a smart device. An RC400, RC450 or RC150 is required for thermostat control | 239
IntelliFire Touch Controls - Aux Module
IFT-ACM | IntelliFire Touch AUX Module. Must order if adding Fan, Lights or Power Vent and want to use the IFT-WFM. Do not need to order if using IFT-RC400 (includes IFT-ACM). | 100
Remote/Wall Switch/Wall Thermostat
IFT-RC150 | IntelliFire Touch white wireless wall switch (on/off, cold climate, battery strength | 124
LED-SWITCH | 3 toggle wall switch for multi-color selection | 147
Touch Screen Remote
IFT-RC400 | IntelliFire Touch black remote control, docking station and auxiliary control module (on/off, flame height, thermostat mode, fan control, child lock, cold climate, timer mode, hot indicator, lights, on-screen maintenance and troubleshooting notifications) | 399
Venting
Brick Extension Kit
HEAT-OUT-BEK | Exterior Heat-Zone brick extension kit | 75
Venting Notes
Requires 6-5/8" SLP pipe. See venting section.
Approved for use with PVLP-SLP, PVI-SLP-B and PVV-SLP with power vent wire harness and IFT-RC400 remote (order separately). See venting section of manual.
Jade 42
Includes: | Â
17,500 - 25,250 Btu/Hour Input (NG)
17,500 - 25,500 Btu/Hour Input (LP) | If installing a Passive Heat Kit you cannot use a fan
IntelliFire Touch ignition system | If ordering lights or fan, must order IFT-RC400
Bronze glass media
Tempered glass
Junction box & Battery backup
Manual gas value shut-off and flex connector
4" x 6-58" top vent collar
Special Considerations:
If changing media, follow required number of bags below:
Glass media: 3 bags of glass
Natural stones: 6 bags of stones
Log set & stones: 1 bag of stones
Required to Complete - Sold Separately: | Front
Â | Â | MSRP USD
JADE42IL-B | Jade 42" direct vent gas fireplace with IntelliFire Touch ignition system (LP) | 3459
JADE42IN-B | Jade 42" direct vent gas fireplace with IntelliFire Touch ignition system (NG) | 3459
Fronts - Non-Operable (Required to Complete)
Clean Face Trim
CFTF-42-BK | Clean Face Trim - Black | 499
CFTF-42-GM | Clean Face Trim - Gun Metal | 569
CFTF-42-NB | Clean Face Trim - New Bronze | 569
Picture Frame Front
PFF-42-BK | Picture frame front - Black | 809
Gas Logs - Log Set Option
Driftwood Log Set
DRTWOOD-JADE | Driftwood log set | 509
Media
Media
GLASS-BZ | Glass, Bronze (1 bag) | 74
GLASS-DM | Glass, Diamond (1 bag) | 74
GLASS-OY | Glass, Onyx (1 bag) | 74
GLASS-SP | Glass, Sapphire (1 bag) | 74
Stones
STONES-NATURAL | Natural stones (1 bag) | 118
Lighting
LED Accent Light
LED-LINEAR | LED accent lights (must order LED-SWITCH for multi-color selection) | 399
Refractory
Glass Refractory
GLASS-42LINEAR | Fade-resistant reflective black glass interior panels | 659
Fans
Fan
GFK-160C | Fan kit 160 CFM (fan only) | 269
Heat Management
Heat Management
PH-SIDETRIM | Passive Heat trim kit for side discharge (includes 2 side registers)(Starting collars sold separately) | 114
PH-LINEAR | Starting Collars for Non-Ducted Passive Heat (Required when using passive heat - For use with Front, Side, Top Discharges) | 219
PH-FRTTRIM-42 | Passive Heat Vent Trim Kit For Front Discharge (42")(Starting collars sold separately) | 229
Heat Out Kit
HEAT-OUT-GAS | Heat out kit (includes termination cap, 25' of 6" round duct, fireplace adapter, damper, wall switch and 350CFM fan at termination) | 1569
Heat Zone Kit
HEAT-ZONE-GAS | Heat-Zone Kit includes fan, 20' of 6" round duct, vent, wall adapter & on/off control. Wire Plug Assembly 26D0619 required if controlling w/RC400 remote. Used in IFT units with ACM & not a GFK fan. Compatible for up to 2 HEAT-ZONE-GAS kits. See manual. | 589
Control, remotes, wall switches
Battery Back Up
BATTERY-WSK | Battery backup wall switch kit for units with IFT control systems. Includes: On/Off Wall Switch, USB-C Port, Battery Backup, Cover Plate, 12' Wire Harness | 199
IntelliFire app
IFT-WFM | IntelliFire Wi-Fi Module that works with the IntelliFire iOS and Android app. Use to control all the features of your fireplace via a smart device. An RC400, RC450 or RC150 is required for thermostat control | 239
IntelliFire Touch Controls - Aux Module
IFT-ACM | IntelliFire Touch AUX Module. Must order if adding Fan, Lights or Power Vent and want to use the IFT-WFM. Do not need to order if using IFT-RC400 (includes IFT-ACM). | 100
Remote/Wall Switch/Wall Thermostat
IFT-RC150 | IntelliFire Touch white wireless wall switch (on/off, cold climate, battery strength | 124
LED-SWITCH | 3 toggle wall switch for multi-color selection | 147
Touch Screen Remote
IFT-RC400 | IntelliFire Touch black remote control, docking station and auxiliary control module (on/off, flame height, thermostat mode, fan control, child lock, cold climate, timer mode, hot indicator, lights, on-screen maintenance and troubleshooting notifications) | 399
Venting
Brick Extension Kit
HEAT-OUT-BEK | Exterior Heat-Zone brick extension kit | 75
Venting Notes
Requires 6-5/8" SLP pipe. Must have a 12" minimum vertical vent before attaching a 90Â° elbow to unit. See venting section.
Approved for use with PVLP-SLP, PVI-SLP-B and PVV-SLP with power vent wire harness and IFT-RC400 remote (order separately). See venting section of manual.
Marquis II 36 IFT
Includes: | Â
25,000 - 44,000 Btu/Hour Input (NG) | Junction box
24,000 - 43,500 Btu/Hour Input (LP) | IntelliFire Touch ignition
RC400 touchscreen remote
LED ember bed lighting
LED accent lighting
ClearView ceramic glass
7 ceramic fiber split logs
Gas flex connector
Required to Complete - Sold Separately: | Front Refractory
Â | Â | MSRP USD
MARQ36IN-B | Marquis II 36" top, direct vent fireplace with IntelliFire Touch ignition (NG) | 6159
Fronts - Non-Operable (Required to Complete)
Firescreens
FSMQ36BK | Firescreen Front, 36" - Black | 729
FSMQ36NB | Firescreen front 36", New Bronze | 789
FSMQ36GM | Firescreen Front, 36" - Gun Metal | 789
Refractory (Required to Complete)
Refractory
2614-053 | Hearthbrick and top for 36" Black Glass walls (must order GLMQ36 Reflective Black Glass walls as well) | 428
BRICKMQ36TB-B | Brick interior panels Marq36 - Tavern Brown - Traditional | 839
BRICKMQ36HB-B | Brick interior panels Marq36 - Tavern Brown herringbone | 859
GLMQ36 | Reflective black glass walls for 36" (must order 36" hearthbrick and top as well) | 1109
Conversion Kit
Conversion Kits
LPKMARQ36 | LP conversion kit | 104
Heat Management
Heat Out Kit
HEAT-OUT-GAS | Heat out kit (includes termination cap, 25' of 6" round duct, fireplace adapter, damper, wall switch and 350CFM fan at termination) | 1569
Heat Zone Kit
HEAT-ZONE-GAS | Heat-Zone Kit includes fan, 20' of 6" round duct, vent, wall adapter & on/off control. Wire Plug Assembly 26D0619 required if controlling w/RC400 remote. Used in IFT units with ACM & not a GFK fan. Compatible for up to 2 HEAT-ZONE-GAS kits. See manual. | 589
Control, remotes, wall switches
Battery Back Up
BATTERY-WSK | Battery backup wall switch kit for units with IFT control systems. Includes: On/Off Wall Switch, USB-C Port, Battery Backup, Cover Plate, 12' Wire Harness | 199
IntelliFire app
IFT-WFM | IntelliFire Wi-Fi Module that works with the IntelliFire iOS and Android app. Use to control all the features of your fireplace via a smart device. An RC400, RC450 or RC150 is required for thermostat control | 239
Remote/Wall Switch/Wall Thermostat
IFT-RC150 | IntelliFire Touch white wireless wall switch (on/off, cold climate, battery strength | 124
Touch Screen Remote
IFT-RC400 | IntelliFire Touch black remote control, docking station and auxiliary control module (on/off, flame height, thermostat mode, fan control, child lock, cold climate, timer mode, hot indicator, lights, on-screen maintenance and troubleshooting notifications) | 399
Venting
Brick Extension Kit
HEAT-OUT-BEK | Exterior Heat-Zone brick extension kit | 75
Venting Notes
Requires 8" DVP pipe. Must have a 24" minimum vertical vent before attaching a 90Â° elbow to unit. See Venting section.
Approved for use with PVLP-SLP, PVI-SLP-B and PVV-SLP with power vent wire harness (order separately). See venting section of manual.
Marquis II 42 IFT
Includes: | Â
30,000 - 54,500 Btu/Hour Input (NG) | Junction box
23,500 - 47,500 Btu/Hour Input (LP) | IntelliFire Touch ignition
RC400 touchscreen remote
LED ember bed lighting
LED accent lighting
ClearView ceramic glass
7 ceramic fiber split logs
Gas flex connector
Required to Complete - Sold Separately: | Front Refractory
Â | Â | MSRP USD
MARQ42IN-B | Marquis II 42" top, direct vent fireplace with IntelliFire Touch ignition (NG) | 6839
Fronts - Non-Operable (Required to Complete)
Firescreens
FSMQ42BK | Firescreen Front, 42" - Black | 799
FSMQ42GM | Firescreen Front, 42" - Gun Metal | 839
FSMQ42NB | Firescreen front 42", New Bronze | 839
Refractory (Required to Complete)
Refractory
2615-053 | Hearthbrick and top for 42" Black Glass walls (must order GLMQ42 Reflective Black Glass walls as well) | 428
BRICKMQ42TB-B | Brick interior panels Marq42 - Tavern Brown | 909
BRICKMQ42HB-B | Brick interior panels Marq42 - Tavern Brown herringbone | 919
GLMQ42 | Reflective black glass walls for 42" (must order 42" hearthbrick and top as well) | 1269
Conversion Kit
Conversion Kits
LPKMARQ42 | LP conversion kit | 104
Heat Management
Heat Out Kit
HEAT-OUT-GAS | Heat out kit (includes termination cap, 25' of 6" round duct, fireplace adapter, damper, wall switch and 350CFM fan at termination) | 1569
Heat Zone Kit
HEAT-ZONE-GAS | Heat-Zone Kit includes fan, 20' of 6" round duct, vent, wall adapter & on/off control. Wire Plug Assembly 26D0619 required if controlling w/RC400 remote. Used in IFT units with ACM & not a GFK fan. Compatible for up to 2 HEAT-ZONE-GAS kits. See manual. | 589
Control, remotes, wall switches
Battery Back Up
BATTERY-WSK | Battery backup wall switch kit for units with IFT control systems. Includes: On/Off Wall Switch, USB-C Port, Battery Backup, Cover Plate, 12' Wire Harness | 199
IntelliFire app
IFT-WFM | IntelliFire Wi-Fi Module that works with the IntelliFire iOS and Android app. Use to control all the features of your fireplace via a smart device. An RC400, RC450 or RC150 is required for thermostat control | 239
Remote/Wall Switch/Wall Thermostat
IFT-RC150 | IntelliFire Touch white wireless wall switch (on/off, cold climate, battery strength | 124
Touch Screen Remote
IFT-RC400 | IntelliFire Touch black remote control, docking station and auxiliary control module (on/off, flame height, thermostat mode, fan control, child lock, cold climate, timer mode, hot indicator, lights, on-screen maintenance and troubleshooting notifications) | 399
Venting
Brick Extension Kit
HEAT-OUT-BEK | Exterior Heat-Zone brick extension kit | 75
Venting Notes
Requires 8" DVP pipe. Must have a 24" minimum vertical vent before attaching a 90Â° elbow to unit (36" for LP). See Venting section.
Approved for use with PVLP-SLP, PVI-SLP-B and PVV-SLP with power vent wire harness (order separately). See venting section of manual.
Mercury 32
Includes: | Â
13,500 - 19,100 Btu/Hour Input (NG) | Battery backup
14,500 - 19,100 Btu/Hour Input (LP) | Junction box
5" x 8" rear vent collar | 12' control wire
4" x 6 5/8" top vent collar | Tempered glass
6 ceramic fiber logs
Full firescreen front and hood
Gas flex connector
Glowing embers
No additional items required to complete.
Â | Â | MSRP USD
MERC32IN | Mercury 32" Direct Vent Gas Fireplace, top/rear vent with Intellifire (NG) | 2209
Fans
Fan
GFK-160C | Fan kit 160 CFM (fan only) | 269
GFK-160A | Fan kit 160 CFM (includes rheostat and temperature sensor) | 329
Trim Kits
Trim Kit 550
550-TRIM3-BK-B | Trim Kit, 3 Sided - Black (not for use with Clean Face Kit) | 329
550-TRIM4-BK-B | Trim Kit, 4 Sided - Black (not for use with Clean Face Kit) | 389
Control, remotes, wall switches
Remote/Wall Switch/Wall Thermostat
RCT-MLT-HHT | IPI Remote Control (on/off, fan speed, flame control, temperature readout, thermostat mode, timer mode) | 409
Smart Stat Remote Control
SMART-STAT-HHT | Remote Control - IPI or SP (on/off, temp readout, thermostat mode, timer mode) | 299
Wall Switch
WSK-21-W | Wall switch kit- White (includes 20 ft of wire) | 41
Service Parts
Service Parts
LPK-3732 | NG TO LP CONV. KIT, 3732 | 104
Venting Notes
Requires SLP series or SLP-Flex series pipe when venting off top of unit. See Venting section.
Requires DVP series pipe when venting off rear of unit. See Venting section.
Approved for use with PVLP-SLP, PVI-SLP-B and PVV-SLP with PV-IPI-CK kit, power vent wire harness and RC100, 200 or 300 control (order separately). See venting section of manual.
Meridian 36
Includes: | Â
16,000 - 30,000 Btu/Hour Input (NG)
17,000 - 28,000 Btu/Hour Input (LP)
12 ft Wall switch wire
Tempered glass
6 ceramic fiber logs
Glowing embers
Battery backup
IntelliFire Touch Ignition System
Special Considerations:
Flame adjustment requires RC400 or IFT-WFM
Required to Complete - Sold Separately: | Front
Â | Â | MSRP USD
MER36N | Meridian 36" top/rear direct vent fireplace with Intellifire Touch ignition (NG) | 3199
MER36L | Meridian 36" top/rear direct vent fireplace with IntelliFire Touch ignition (LP) | 3199
Fronts (Required to Complete)
Essence
ESSENCE36BK | Essence inside fit front - Black | 389
Ventura
VENTURA36BK | Ventura overlap front - Black | 669
VENTURA36NB | Ventura overlap front - New Bronze | 719
Manor
MANOR36BK | Manor arched overlap fit front with ClearVue mesh - Black | 1099
MANOR36NB | Manor arched overlap fit front with ClearVue mesh - New Bronze | 1149
Ensemble
ENSEMBLE36GM | Ensemble overlap front with ClearVue mesh and Gun Metal trim | 1419
ENSEMBLE36NB | Ensemble overlap front with ClearVue mesh and New Bronze trim | 1479
Liner Kit
Brick Refractory
BRICK36MTB | Brick interior panels - Traditional - Tavern Brown | 389
BRICK36MTBH | Bick interior panels - Herringbone - Tavern Brown | 419
BRICK36MCS | Brick interior panels - Castle Stone | 769
Liner Kit Black Glass Liner - 2 Sided
GL-36M | 3 Pc - 2-Sided Reflective Black Glass/Matte Glass Liner | 1019
Fans
Fan
GFK-160C | Fan kit 160 CFM (fan only) | 269
GFK-160A | Fan kit 160 CFM (includes rheostat and temperature sensor) | 329
Heat Management
Heat Management
PH-SIDETRIM | Passive Heat trim kit for side discharge (includes 2 side registers)(Starting collars sold separately) | 114
PH-FRTTRIM-36 | Passive Heat Vent Trim Kit For Front Discharge (36")(Starting collars sold separately) | 229
PH-MR | Passive Heat Kit starting collars (requires a side or front trim kit or use open top chase) | 289
Heat Out Kit
HEAT-OUT-GAS | Heat out kit (includes termination cap, 25' of 6" round duct, fireplace adapter, damper, wall switch and 350CFM fan at termination) | 1569
Heat Zone Kit
HZMR-ADP | Required adaptor for HEAT-ZONE-GAS when not being paired with Passive Heat | 109
HEAT-ZONE-GAS | Heat-Zone Kit includes fan, 20' of 6" round duct, vent, wall adapter & on/off control. Wire Plug Assembly 26D0619 required if controlling w/RC400 remote. Used in IFT units with ACM & not a GFK fan. Compatible for up to 2 HEAT-ZONE-GAS kits. See manual. | 589
Control, remotes, wall switches
Battery Back Up
BATTERY-WSK | Battery backup wall switch kit for units with IFT control systems. Includes: On/Off Wall Switch, USB-C Port, Battery Backup, Cover Plate, 12' Wire Harness | 199
IntelliFire app
IFT-WFM | IntelliFire Wi-Fi Module that works with the IntelliFire iOS and Android app. Use to control all the features of your fireplace via a smart device. An RC400, RC450 or RC150 is required for thermostat control | 239
IntelliFire Touch Controls - Aux Module
IFT-ACM | IntelliFire Touch AUX Module. Must order if adding Fan, Lights or Power Vent and want to use the IFT-WFM. Do not need to order if using IFT-RC400 (includes IFT-ACM). | 100
Remote/Wall Switch/Wall Thermostat
IFT-RC150 | IntelliFire Touch white wireless wall switch (on/off, cold climate, battery strength | 124
Touch Screen Remote
IFT-RC400 | IntelliFire Touch black remote control, docking station and auxiliary control module (on/off, flame height, thermostat mode, fan control, child lock, cold climate, timer mode, hot indicator, lights, on-screen maintenance and troubleshooting notifications) | 399
Venting
Brick Extension Kit
HEAT-OUT-BEK | Exterior Heat-Zone brick extension kit | 75
Venting Notes
Requires 8" DVP pipe.
Approved for use with SLP pipe. Restrictions apply. See Installation manual for venting specifications.
Approved for use with PVLP-SLP, PVI-SLP-B and PVV-SLP with power vent wire harness and IFT-RC400 remote (order separately). See venting section of manual.
Meridian 36 Modern
Includes: | Â
17,000 - 34,000 Btu/Hour Input (NG)
Ceramic glass
Junction Box
2 sided black ceramic glass liner
12 ft wall switch wire
Battery backup
IntelliFire Touch ignition system
Special Considerations:
STONES-NATURAL: 3 bags (must use with crushed glass media)
Flame adjustment requires RC400 or IFT-WFM
Please note: LP is not available for this fireplace
Required to Complete - Sold Separately: | Front Crushed Glass Media (Qty 2)
Â | Â | MSRP USD
MER36MN | Meridian 36" Modern top direct vent gas fireplace with Intellifire Touch ignition (NG) | 4269
Fronts (Required to Complete)
Essence
ESSENCE36BK | Essence inside fit front - Black | 389
Ventura
VENTURA36BK | Ventura overlap front - Black | 669
VENTURA36NB | Ventura overlap front - New Bronze | 719
Manor
MANOR36BK | Manor arched overlap fit front with ClearVue mesh - Black | 1099
MANOR36NB | Manor arched overlap fit front with ClearVue mesh - New Bronze | 1149
Ensemble
ENSEMBLE36GM | Ensemble overlap front with ClearVue mesh and Gun Metal trim | 1419
ENSEMBLE36NB | Ensemble overlap front with ClearVue mesh and New Bronze trim | 1479
Media (Required to Complete)
Crushed Glass Media
MEDIA-CP | Copper Embers - Crushed Glass Media (1 bag, 5lbs) | 82
MEDIA-CY | Crystal Embers - Crushed Glass Media (1 bag, 5lbs) | 82
MEDIA-GT | Graphite Embers - Crushed Glass Media (1 bag, 5lbs) | 82
MEDIA-SM | Smoked Embers - Crushed Glass Media (1 bag, 5lbs) | 82
Stones
STONES-NATURAL | Natural stones (1 bag) | 118
Gas Logs - Log Set Option
Logs
LOGS-KMOD | Driftwood Logs (must use Crushed Glass Media) | 559
Fans
Fan
GFK-160C | Fan kit 160 CFM (fan only) | 269
GFK-160A | Fan kit 160 CFM (includes rheostat and temperature sensor) | 329
Heat Management
Heat Management
PH-SIDETRIM | Passive Heat trim kit for side discharge (includes 2 side registers)(Starting collars sold separately) | 114
PH-FRTTRIM-36 | Passive Heat Vent Trim Kit For Front Discharge (36")(Starting collars sold separately) | 229
PH-MR | Passive Heat Kit starting collars (requires a side or front trim kit or use open top chase) | 289
Heat Out Kit
HEAT-OUT-GAS | Heat out kit (includes termination cap, 25' of 6" round duct, fireplace adapter, damper, wall switch and 350CFM fan at termination) | 1569
Heat Zone Kit
HZMR-ADP | Required adaptor for HEAT-ZONE-GAS when not being paired with Passive Heat | 109
HEAT-ZONE-GAS | Heat-Zone Kit includes fan, 20' of 6" round duct, vent, wall adapter & on/off control. Wire Plug Assembly 26D0619 required if controlling w/RC400 remote. Used in IFT units with ACM & not a GFK fan. Compatible for up to 2 HEAT-ZONE-GAS kits. See manual. | 589
Control, remotes, wall switches
IntelliFire app
IFT-WFM | IntelliFire Wi-Fi Module that works with the IntelliFire iOS and Android app. Use to control all the features of your fireplace via a smart device. An RC400, RC450 or RC150 is required for thermostat control | 239
IntelliFire Touch Controls - Aux Module
IFT-ACM | IntelliFire Touch AUX Module. Must order if adding Fan, Lights or Power Vent and want to use the IFT-WFM. Do not need to order if using IFT-RC400 (includes IFT-ACM). | 100
Remote/Wall Switch/Wall Thermostat
IFT-RC150 | IntelliFire Touch white wireless wall switch (on/off, cold climate, battery strength | 124
Touch Screen Remote
IFT-RC400 | IntelliFire Touch black remote control, docking station and auxiliary control module (on/off, flame height, thermostat mode, fan control, child lock, cold climate, timer mode, hot indicator, lights, on-screen maintenance and troubleshooting notifications) | 399
Venting
Brick Extension Kit
HEAT-OUT-BEK | Exterior Heat-Zone brick extension kit | 75
Venting Notes
Requires 8" DVP pipe. Must have a 6" minimum vertical vent before attaching a 90 degree elbow to the fireplace. See Venting section.
Approved for use with SLP pipe. Restrictions apply. See Installation manual for venting specifications.
Approved for use with PVLP-SLP, PVI-SLP-B and PVV-SLP with power vent wire harness and IFT-RC400 remote (order separately). See venting section of manual.
Meridian 36 Platinum
Includes: | Â
22,000 - 40,000 Btu/Hour Input (NG) | RC-400 Touchscreen remote control
21,000 - 40,000 Btu/Hour Input (LP) | IntelliFire Touch Ignition System
Ceramic glass | Battery backup
6 Ceramic fiber logs
LED Accent lighting (not used with Black glass liner)
GFK-160 variable speed fan
LED illuminated embers
Gas flex connector
Required to Complete - Sold Separately: | Front Liner Kit
Â | Â | MSRP USD
MER36PN | Meridian Platinum 36" top/rear direct vent fireplace with Intellifire Touch ignition (NG) | 4999
MER36PL | Meridian Platinum 36" top/rear direct vent fireplace with Intellifire Touch ignition (LP) | 4999
Fronts (Required to Complete)
Essence
ESSENCE36BK | Essence inside fit front - Black | 389
Ventura
VENTURA36BK | Ventura overlap front - Black | 669
VENTURA36NB | Ventura overlap front - New Bronze | 719
Manor
MANOR36BK | Manor arched overlap fit front with ClearVue mesh - Black | 1099
MANOR36NB | Manor arched overlap fit front with ClearVue mesh - New Bronze | 1149
Ensemble
ENSEMBLE36GM | Ensemble overlap front with ClearVue mesh and Gun Metal trim | 1419
ENSEMBLE36NB | Ensemble overlap front with ClearVue mesh and New Bronze trim | 1479
Liner Kit (Required to Complete)
Brick Refractory
BRICK36MPLTB | Brick Interior Panels - Traditional - Tavern Brown | 529
BRICK36MPLTBH | Brick Interior Panels - Herringbone - Tavern Brown | 559
BRICK36MPLCS | Brick Interior Panels - Castle Stone | 979
Liner Kit Black Glass Liner - 2 Sided
GL-36MX | 4 Pc - 2-Sided Reflective Black Glass/Matte Glass Liner | 1129
Fans
Fan
GFK-160C | Fan kit 160 CFM (fan only) | 269
GFK-160A | Fan kit 160 CFM (includes rheostat and temperature sensor) | 329
Heat Management
Heat Management
PH-SIDETRIM | Passive Heat trim kit for side discharge (includes 2 side registers)(Starting collars sold separately) | 114
PH-FRTTRIM-36 | Passive Heat Vent Trim Kit For Front Discharge (36")(Starting collars sold separately) | 229
PH-MR | Passive Heat Kit starting collars (requires a side or front trim kit or use open top chase) | 289
Heat Out Kit
HEAT-OUT-GAS | Heat out kit (includes termination cap, 25' of 6" round duct, fireplace adapter, damper, wall switch and 350CFM fan at termination) | 1569
Heat Zone Kit
HZMR-ADP | Required adaptor for HEAT-ZONE-GAS when not being paired with Passive Heat | 109
HEAT-ZONE-GAS | Heat-Zone Kit includes fan, 20' of 6" round duct, vent, wall adapter & on/off control. Wire Plug Assembly 26D0619 required if controlling w/RC400 remote. Used in IFT units with ACM & not a GFK fan. Compatible for up to 2 HEAT-ZONE-GAS kits. See manual. | 589
Control, remotes, wall switches
Battery Back Up
BATTERY-WSK | Battery backup wall switch kit for units with IFT control systems. Includes: On/Off Wall Switch, USB-C Port, Battery Backup, Cover Plate, 12' Wire Harness | 199
IntelliFire app
IFT-WFM | IntelliFire Wi-Fi Module that works with the IntelliFire iOS and Android app. Use to control all the features of your fireplace via a smart device. An RC400, RC450 or RC150 is required for thermostat control | 239
IntelliFire Touch Controls - Aux Module
IFT-ACM | IntelliFire Touch AUX Module. Must order if adding Fan, Lights or Power Vent and want to use the IFT-WFM. Do not need to order if using IFT-RC400 (includes IFT-ACM). | 100
Remote/Wall Switch/Wall Thermostat
IFT-RC150 | IntelliFire Touch white wireless wall switch (on/off, cold climate, battery strength | 124
Touch Screen Remote
IFT-RC400 | IntelliFire Touch black remote control, docking station and auxiliary control module (on/off, flame height, thermostat mode, fan control, child lock, cold climate, timer mode, hot indicator, lights, on-screen maintenance and troubleshooting notifications) | 399
Venting
Brick Extension Kit
HEAT-OUT-BEK | Exterior Heat-Zone brick extension kit | 75
Venting Notes
Requires 8" DVP pipe.
Approved for use with SLP pipe. Restrictions apply. See Installation manual for venting specifications.
Approved for use with PVLP-SLP, PVI-SLP-B and PVV-SLP with power vent wire harness and IFT-RC400 remote (order separately). See venting section of manual.
Meridian 42
Includes: | Â
19,000 - 35,000 Btu/Hour Input (NG)
17,000 - 34,000 Btu/Hour Input (LP)
12 ft Wall switch wire
Tempered glass
6 ceramic fiber logs
Glowing embers
Battery backup
IntelliFire Touch Ignition System
Special Considerations:
Flame adjustment requires RC400 or IFT-WFM
Required to Complete - Sold Separately: | Front
Â | Â | MSRP USD
MER42L | Meridian 42" top/rear direct vent fireplace with Intellifire Touch ignition (LP) | 4119
MER42N | Meridian 42" top/rear direct vent fireplace with Intellifire Touch ignition (NG) | 4119
Fronts (Required to Complete)
Essence
ESSENCE42BK | Essence inside fit front - Black | 429
Ventura
VENTURA42BK | Ventura overlap front - Black | 779
VENTURA42NB | Ventura overlap front - New Bronze | 829
Manor
MANOR42BK | Manor arched overlap fit front with ClearVue mesh - Black | 1209
MANOR42NB | Manor arched overlap fit front with ClearVue mesh - New Bronze | 1259
Ensemble
ENSEMBLE42GM | Ensemble overlap front with ClearVue mesh and Gun Metal trim | 1639
ENSEMBLE42NB | Ensemble overlap front with ClearVue mesh and New Bronze trim | 1699
Liner Kit
Brick Refractory
BRICK42MTB | Brick Interior Panels - Traditional - Tavern Brown | 439
BRICK42MTBH | Brick Interior Panels - Herringbone - Tavern Brown | 479
BRICK42MCS | Brick Interior Panels - Castle Stone | 869
Liner Kit Black Glass Liner - 2 Sided
GL-42M | 3 Pc - 2-Sided Reflective Black Glass/Matte Glass Liner | 1129
Fans
Fan
GFK-160C | Fan kit 160 CFM (fan only) | 269
GFK-160A | Fan kit 160 CFM (includes rheostat and temperature sensor) | 329
Heat Management
Heat Management
PH-SIDETRIM | Passive Heat trim kit for side discharge (includes 2 side registers)(Starting collars sold separately) | 114
PH-FRTTRIM-42 | Passive Heat Vent Trim Kit For Front Discharge (42")(Starting collars sold separately) | 229
PH-MR | Passive Heat Kit starting collars (requires a side or front trim kit or use open top chase) | 289
Heat Out Kit
HEAT-OUT-GAS | Heat out kit (includes termination cap, 25' of 6" round duct, fireplace adapter, damper, wall switch and 350CFM fan at termination) | 1569
Heat Zone Kit
HZMR-ADP | Required adaptor for HEAT-ZONE-GAS when not being paired with Passive Heat | 109
HEAT-ZONE-GAS | Heat-Zone Kit includes fan, 20' of 6" round duct, vent, wall adapter & on/off control. Wire Plug Assembly 26D0619 required if controlling w/RC400 remote. Used in IFT units with ACM & not a GFK fan. Compatible for up to 2 HEAT-ZONE-GAS kits. See manual. | 589
Control, remotes, wall switches
Battery Back Up
BATTERY-WSK | Battery backup wall switch kit for units with IFT control systems. Includes: On/Off Wall Switch, USB-C Port, Battery Backup, Cover Plate, 12' Wire Harness | 199
IntelliFire app
IFT-WFM | IntelliFire Wi-Fi Module that works with the IntelliFire iOS and Android app. Use to control all the features of your fireplace via a smart device. An RC400, RC450 or RC150 is required for thermostat control | 239
IntelliFire Touch Controls - Aux Module
IFT-ACM | IntelliFire Touch AUX Module. Must order if adding Fan, Lights or Power Vent and want to use the IFT-WFM. Do not need to order if using IFT-RC400 (includes IFT-ACM). | 100
Remote/Wall Switch/Wall Thermostat
IFT-RC150 | IntelliFire Touch white wireless wall switch (on/off, cold climate, battery strength | 124
Touch Screen Remote
IFT-RC400 | IntelliFire Touch black remote control, docking station and auxiliary control module (on/off, flame height, thermostat mode, fan control, child lock, cold climate, timer mode, hot indicator, lights, on-screen maintenance and troubleshooting notifications) | 399
Venting
Brick Extension Kit
HEAT-OUT-BEK | Exterior Heat-Zone brick extension kit | 75
Venting Notes
Requires 8" DVP pipe.
Approved for use with SLP pipe. Restrictions apply. See Installation manual for venting specifications.
Approved for use with PVLP-SLP, PVI-SLP-B and PVV-SLP with power vent wire harness and IFT-RC400 remote (order separately). See venting section of manual.
Meridian 42 Modern
Includes: | Â
18,000 - 36,000 Btu/Hour Input (NG)
Ceramic glass
12 ft wall switch wire
2 sided black ceramic glass liner
Battery backup
IntelliFire Touch ignition system
Special Considerations:
STONES-NATURAL: 3 bags (must use with crushed glass media)
Flame adjustment requires RC400 or IFT-WFM
Please note: LP is not available for this fireplace
Required to Complete - Sold Separately: | Front Crushed Glass Media (Qty 3)
Â | Â | MSRP USD
MER42MN | Meridian 42" Modern top direct vent gas fireplace with Intellifire Touch ignition (NG) | 4799
Fronts (Required to Complete)
Essence
ESSENCE42BK | Essence inside fit front - Black | 429
Ventura
VENTURA42BK | Ventura overlap front - Black | 779
VENTURA42NB | Ventura overlap front - New Bronze | 829
Manor
MANOR42BK | Manor arched overlap fit front with ClearVue mesh - Black | 1209
MANOR42NB | Manor arched overlap fit front with ClearVue mesh - New Bronze | 1259
Ensemble
ENSEMBLE42GM | Ensemble overlap front with ClearVue mesh and Gun Metal trim | 1639
ENSEMBLE42NB | Ensemble overlap front with ClearVue mesh and New Bronze trim | 1699
Media (Required to Complete)
Crushed Glass Media
MEDIA-CP | Copper Embers - Crushed Glass Media (1 bag, 5lbs) | 82
MEDIA-CY | Crystal Embers - Crushed Glass Media (1 bag, 5lbs) | 82
MEDIA-GT | Graphite Embers - Crushed Glass Media (1 bag, 5lbs) | 82
MEDIA-SM | Smoked Embers - Crushed Glass Media (1 bag, 5lbs) | 82
Stone Media
STONES-KMOD | Stone accents (must use Crushed Glass Media) | 339
Stones
STONES-NATURAL | Natural stones (1 bag) | 118
Gas Logs - Log Set Option
Logs
LOGS-KMOD | Driftwood Logs (must use Crushed Glass Media) | 559
Fans
Fan
GFK-160C | Fan kit 160 CFM (fan only) | 269
GFK-160A | Fan kit 160 CFM (includes rheostat and temperature sensor) | 329
Heat Management
Heat Management
PH-SIDETRIM | Passive Heat trim kit for side discharge (includes 2 side registers)(Starting collars sold separately) | 114
PH-FRTTRIM-42 | Passive Heat Vent Trim Kit For Front Discharge (42")(Starting collars sold separately) | 229
PH-MR | Passive Heat Kit starting collars (requires a side or front trim kit or use open top chase) | 289
Heat Out Kit
HEAT-OUT-GAS | Heat out kit (includes termination cap, 25' of 6" round duct, fireplace adapter, damper, wall switch and 350CFM fan at termination) | 1569
Heat Zone Kit
HZMR-ADP | Required adaptor for HEAT-ZONE-GAS when not being paired with Passive Heat | 109
HEAT-ZONE-GAS | Heat-Zone Kit includes fan, 20' of 6" round duct, vent, wall adapter & on/off control. Wire Plug Assembly 26D0619 required if controlling w/RC400 remote. Used in IFT units with ACM & not a GFK fan. Compatible for up to 2 HEAT-ZONE-GAS kits. See manual. | 589
Control, remotes, wall switches
Battery Back Up
BATTERY-WSK | Battery backup wall switch kit for units with IFT control systems. Includes: On/Off Wall Switch, USB-C Port, Battery Backup, Cover Plate, 12' Wire Harness | 199
IntelliFire app
IFT-WFM | IntelliFire Wi-Fi Module that works with the IntelliFire iOS and Android app. Use to control all the features of your fireplace via a smart device. An RC400, RC450 or RC150 is required for thermostat control | 239
IntelliFire Touch Controls - Aux Module
IFT-ACM | IntelliFire Touch AUX Module. Must order if adding Fan, Lights or Power Vent and want to use the IFT-WFM. Do not need to order if using IFT-RC400 (includes IFT-ACM). | 100
Remote/Wall Switch/Wall Thermostat
IFT-RC150 | IntelliFire Touch white wireless wall switch (on/off, cold climate, battery strength | 124
Touch Screen Remote
IFT-RC400 | IntelliFire Touch black remote control, docking station and auxiliary control module (on/off, flame height, thermostat mode, fan control, child lock, cold climate, timer mode, hot indicator, lights, on-screen maintenance and troubleshooting notifications) | 399
Venting
Brick Extension Kit
HEAT-OUT-BEK | Exterior Heat-Zone brick extension kit | 75
Venting Notes
Requires 8" DVP pipe. Must have a 6" minimum vertical vent before attaching a 90 degree elbow to the fireplace. See Venting section.
Approved for use with SLP pipe. Restrictions apply. See Installation manual for venting specifications.
Approved for use with PVLP-SLP, PVI-SLP-B and PVV-SLP with power vent wire harness and IFT-RC400 remote (order separately). See venting section of manual.
Meridian 42 Platinum
Includes: | Â
23,000 - 45,000 Btu/Hour Input (NG) | RC-400 Touchscreen remote control
23,000 - 44,000 Btu/Hour Input (LP) | IntelliFire Touch Ignition System
Ceramic glass
6 Ceramic fiber logs
LED Accent lighting (not used with Black glass liner)
GFK-160 variable speed fan
Battery backup
LED illuminated embers
Required to Complete - Sold Separately: | Front Liner Kit
Â | Â | MSRP USD
MER42PN | Meridian Platinum 42" top/rear direct vent fireplace with Intellifire Touch ignition (NG) | 5719
MER42PL | Meridian Platinum 42" top/rear direct vent fireplace with Intellifire Touch ignition (LP) | 5719
Fronts (Required to Complete)
Essence
ESSENCE42BK | Essence inside fit front - Black | 429
Ventura
VENTURA42BK | Ventura overlap front - Black | 779
VENTURA42NB | Ventura overlap front - New Bronze | 829
Manor
MANOR42BK | Manor arched overlap fit front with ClearVue mesh - Black | 1209
MANOR42NB | Manor arched overlap fit front with ClearVue mesh - New Bronze | 1259
Ensemble
ENSEMBLE42GM | Ensemble overlap front with ClearVue mesh and Gun Metal trim | 1639
ENSEMBLE42NB | Ensemble overlap front with ClearVue mesh and New Bronze trim | 1699
Liner Kit (Required to Complete)
Brick Refractory
BRICK42MPLTBH | Brick Interior Panels - Herringbone - Tavern Brown | 519
BRICK42MPLTB | Brick Interior Panels - Traditional - Tavern Brown | 519
BRICK42MPLCS | Brick Interior Panels - Castle Stone | 1099
Liner Kit Black Glass Liner - 2 Sided
GL-42MX | 4 Pc - 2-Sided Reflective Black Glass/Matte Glass Liner | 1349
Fans
Fan
GFK-160C | Fan kit 160 CFM (fan only) | 269
GFK-160A | Fan kit 160 CFM (includes rheostat and temperature sensor) | 329
Heat Management
Heat Management
PH-SIDETRIM | Passive Heat trim kit for side discharge (includes 2 side registers)(Starting collars sold separately) | 114
PH-FRTTRIM-42 | Passive Heat Vent Trim Kit For Front Discharge (42")(Starting collars sold separately) | 229
PH-MR | Passive Heat Kit starting collars (requires a side or front trim kit or use open top chase) | 289
Heat Out Kit
HEAT-OUT-GAS | Heat out kit (includes termination cap, 25' of 6" round duct, fireplace adapter, damper, wall switch and 350CFM fan at termination) | 1569
Heat Zone Kit
HZMR-ADP | Required adaptor for HEAT-ZONE-GAS when not being paired with Passive Heat | 109
HEAT-ZONE-GAS | Heat-Zone Kit includes fan, 20' of 6" round duct, vent, wall adapter & on/off control. Wire Plug Assembly 26D0619 required if controlling w/RC400 remote. Used in IFT units with ACM & not a GFK fan. Compatible for up to 2 HEAT-ZONE-GAS kits. See manual. | 589
Control, remotes, wall switches
Battery Back Up
BATTERY-WSK | Battery backup wall switch kit for units with IFT control systems. Includes: On/Off Wall Switch, USB-C Port, Battery Backup, Cover Plate, 12' Wire Harness | 199
IntelliFire app
IFT-WFM | IntelliFire Wi-Fi Module that works with the IntelliFire iOS and Android app. Use to control all the features of your fireplace via a smart device. An RC400, RC450 or RC150 is required for thermostat control | 239
IntelliFire Touch Controls - Aux Module
IFT-ACM | IntelliFire Touch AUX Module. Must order if adding Fan, Lights or Power Vent and want to use the IFT-WFM. Do not need to order if using IFT-RC400 (includes IFT-ACM). | 100
Remote/Wall Switch/Wall Thermostat
IFT-RC150 | IntelliFire Touch white wireless wall switch (on/off, cold climate, battery strength | 124
Touch Screen Remote
IFT-RC400 | IntelliFire Touch black remote control, docking station and auxiliary control module (on/off, flame height, thermostat mode, fan control, child lock, cold climate, timer mode, hot indicator, lights, on-screen maintenance and troubleshooting notifications) | 399
Venting
Brick Extension Kit
HEAT-OUT-BEK | Exterior Heat-Zone brick extension kit | 75
Venting Notes
Requires 8" DVP pipe.
Approved for use with SLP pipe. Restrictions apply. See Installation manual for venting specifications.
Approved for use with PVLP-SLP, PVI-SLP-B and PVV-SLP with power vent wire harness (order separately) and IFT-RC400 remote. See venting section of manual.
Quartz 32 w/ IFT
Includes: | Â
15,000 - 21,000 Btu/Hour Input (NG) | Glowing embers
14,000 - 18,500 Btu/Hour Input (LP) | Battery backup
5" x 8" rear vent collar | 12' control wire
4" x 6 5/8" top vent collar | Convertible to contemporary
8 ceramic fiber logs | IntelliFire ignition
Full firescreen front and hood
Tempered glass
Special Considerations:
Note: to change contemporary media color requires 2 bags
No additional items required to complete.
Â | Â | MSRP USD
QUARTZ32IFTL | Quartz 32" top/rear direct vent fireplace with IntelliFire Touch ignition (LP) | 2359
QUARTZ32IFTN | Quartz 32" top/rear direct vent fireplace with IntelliFire Touch ignition (NG) | 2359
Conversion Kit
Conversion Kits
CK32 | Contemporary conversion kit for Quartz 32- includes 2 bags media and stones | 359
Media
Media
GLASS-BZ | Glass, Bronze (1 bag) | 74
GLASS-DM | Glass, Diamond (1 bag) | 74
GLASS-OY | Glass, Onyx (1 bag) | 74
GLASS-SP | Glass, Sapphire (1 bag) | 74
Refractory
Liner Kit (MAJ)
GLQUARTZ32 | Black glass interior panels 32" | 639
Liner Kit
Brick Panels
BRICK32CR | Brick interior panels 32" - Cottage Red | 389
BRICK32TB | Brick interior panels 32" - Tavern Brown | 389
Fans
Fan
GFK-160C | Fan kit 160 CFM (fan only) | 269
GFK-160A | Fan kit 160 CFM (includes rheostat and temperature sensor) | 329
Trim Kits
Trim Kit 550
550-TRIM3-BK-B | Trim Kit, 3 Sided - Black (not for use with Clean Face Kit) | 329
550-TRIM4-BK-B | Trim Kit, 4 Sided - Black (not for use with Clean Face Kit) | 389
Heat Management
Heat Zone Kit
HEAT-ZONE-GAS | Heat-Zone Kit includes fan, 20' of 6" round duct, vent, wall adapter & on/off control. Wire Plug Assembly 26D0619 required if controlling w/RC400 remote. Used in IFT units with ACM & not a GFK fan. Compatible for up to 2 HEAT-ZONE-GAS kits. See manual. | 589
Control, remotes, wall switches
Battery Back Up
BATTERY-WSK | Battery backup wall switch kit for units with IFT control systems. Includes: On/Off Wall Switch, USB-C Port, Battery Backup, Cover Plate, 12' Wire Harness | 199
IntelliFire app
IFT-WFM | IntelliFire Wi-Fi Module that works with the IntelliFire iOS and Android app. Use to control all the features of your fireplace via a smart device. An RC400, RC450 or RC150 is required for thermostat control | 239
IntelliFire Touch Controls - Aux Module
IFT-ACM | IntelliFire Touch AUX Module. Must order if adding Fan, Lights or Power Vent and want to use the IFT-WFM. Do not need to order if using IFT-RC400 (includes IFT-ACM). | 100
Remote/Wall Switch/Wall Thermostat
IFT-RC150 | IntelliFire Touch white wireless wall switch (on/off, cold climate, battery strength | 124
Touch Screen Remote
IFT-RC400 | IntelliFire Touch black remote control, docking station and auxiliary control module (on/off, flame height, thermostat mode, fan control, child lock, cold climate, timer mode, hot indicator, lights, on-screen maintenance and troubleshooting notifications) | 399
Wall Switch
WSK-21-W | Wall switch kit- White (includes 20 ft of wire) | 41
Venting
Brick Extension Kit
HEAT-OUT-BEK | Exterior Heat-Zone brick extension kit | 75
Venting Notes
Requires SLP series or SLP-Flex series pipe when venting off top of unit. See Venting section.
Requires DVP series pipe when venting off rear of unit. See Venting section.
Approved for use with PVLP-SLP, PVI-SLP-B and PVV-SLP with power vent wire harness (order separately) and IFT-RC400 remote. See venting section of manual.
Quartz 36 Platinum
Includes: | Â
17,500 - 30,500 Btu/Hour Input (NG) | Glowing embers
18,000 - 29,500 Btu/Hour Input (LP) | Battery backup
5" x 8" rear vent collar | External air shutter adjustment
4" x 6 5/8" top vent collar | GFK-160 variable speed blower
8 ceramic fiber logs | IntelliFire Touch ignition
Ceramic glass
LED Illuminated embers
RC400 touchscreen remote
Required to Complete - Sold Separately: | Front Interior Panels
Â | Â | MSRP USD
QUARTZPLA36IN | Quartz Platinum top/rear direct vent fireplace with Intellifire Touch ignition (NG) | 3729
QUARTZPLA36IL | Quartz Platinum top/rear direct vent fireplace with Intellifire Touch ignition (LP) | 3729
Fronts - Non-Operable (Required to Complete)
Contemporary Rectangular Door
CRD36BK | Contemporary Rectangular Door 36" overlap front - Black | 939
CRD36NB | Contemporary Rectangular Door 36" overlap front - New Bronze | 999
Decorative Black Mesh Front
DBM36BK | Decorative Black Mesh 36" inside fit front - Black | 379
Refractory (Required to Complete)
Liner Kit (MAJ)
GLQUARTZ36PLA | Reflective black glass interior panels | 799
Refractory
BRICK36TBPLA | Brick interior panels 36" - Tavern Brown | 489
Trim Kits
Trim Kits
750-TRIM3-BK-B | Trim Kit, 3 Sided - Black (not for use with Clean Face Kit) | 349
750-TRIM4-BK-B | Trim Kit, 4 Sided - Black (not for use with Clean Face Kit) | 399
Heat Management
Heat Zone Kit
HEAT-ZONE-GAS | Heat-Zone Kit includes fan, 20' of 6" round duct, vent, wall adapter & on/off control. Wire Plug Assembly 26D0619 required if controlling w/RC400 remote. Used in IFT units with ACM & not a GFK fan. Compatible for up to 2 HEAT-ZONE-GAS kits. See manual. | 589
Control, remotes, wall switches
IntelliFire app
IFT-WFM | IntelliFire Wi-Fi Module that works with the IntelliFire iOS and Android app. Use to control all the features of your fireplace via a smart device. An RC400, RC450 or RC150 is required for thermostat control | 239
IntelliFire Touch Controls - Aux Module
IFT-ACM | IntelliFire Touch AUX Module. Must order if adding Fan, Lights or Power Vent and want to use the IFT-WFM. Do not need to order if using IFT-RC400 (includes IFT-ACM). | 100
Remote/Wall Switch/Wall Thermostat
IFT-RC150 | IntelliFire Touch white wireless wall switch (on/off, cold climate, battery strength | 124
Touch Screen Remote
IFT-RC400 | IntelliFire Touch black remote control, docking station and auxiliary control module (on/off, flame height, thermostat mode, fan control, child lock, cold climate, timer mode, hot indicator, lights, on-screen maintenance and troubleshooting notifications) | 399
Venting
Brick Extension Kit
HEAT-OUT-BEK | Exterior Heat-Zone brick extension kit | 75
Venting Notes
Requires SLP series or SLP-Flex series pipe when venting off top of unit. See Venting section.
Requires DVP series pipe when venting off rear of unit. See Venting section.
Approved for use with PVLP-SLP, PVI-SLP-B and PVV-SLP with power vent wire harness (order separately) and IFT-RC400 remote. See venting section of manual.
Quartz 36 w/ IFT
Includes: | Â
17,000 - 24,000 Btu/Hour Input (NG) | Glowing embers
16,000 - 20,500 Btu/Hour Input (LP) | Battery backup
5" x 8" rear vent collar | 12' control wire
4" x 6 5/8" top vent collar | Convertible to contemporary
8 ceramic fiber logs | IntelliFire ignition
Full firescreen front and hood
Tempered glass
Special Considerations:
Note: to change contemporary media color requires 2 bags
No additional items required to complete.
Â | Â | MSRP USD
QUARTZ36IFTN | Quartz 36" top/rear direct vent fireplace with IntelliFire Touch ignition (NG) | 2799
QUARTZ36IFTL | Quartz 36" top/rear direct vent fireplace with IntelliFire Touch ignition (LP) | 2799
Conversion Kit
Conversion Kits
CK36 | Contemporary conversion kit for Quartz 36- includes 2 bags media and stones | 389
Media
Media
GLASS-BZ | Glass, Bronze (1 bag) | 74
GLASS-DM | Glass, Diamond (1 bag) | 74
GLASS-OY | Glass, Onyx (1 bag) | 74
GLASS-SP | Glass, Sapphire (1 bag) | 74
Refractory
Liner Kit (MAJ)
GLQUARTZ36 | Black glass interior panels 36" | 709
Liner Kit
Brick Panels
BRICK36TB | Brick interior panels 36" - Tavern Brown | 429
BRICK36CR | Brick interior panels 36" - Cottage Red | 429
Fans
Fan
GFK-160C | Fan kit 160 CFM (fan only) | 269
GFK-160A | Fan kit 160 CFM (includes rheostat and temperature sensor) | 329
Trim Kits
Trim Kits
750-TRIM3-BK-B | Trim Kit, 3 Sided - Black (not for use with Clean Face Kit) | 349
750-TRIM4-BK-B | Trim Kit, 4 Sided - Black (not for use with Clean Face Kit) | 399
Heat Management
Heat Zone Kit
HEAT-ZONE-GAS | Heat-Zone Kit includes fan, 20' of 6" round duct, vent, wall adapter & on/off control. Wire Plug Assembly 26D0619 required if controlling w/RC400 remote. Used in IFT units with ACM & not a GFK fan. Compatible for up to 2 HEAT-ZONE-GAS kits. See manual. | 589
Control, remotes, wall switches
Battery Back Up
BATTERY-WSK | Battery backup wall switch kit for units with IFT control systems. Includes: On/Off Wall Switch, USB-C Port, Battery Backup, Cover Plate, 12' Wire Harness | 199
IntelliFire app
IFT-WFM | IntelliFire Wi-Fi Module that works with the IntelliFire iOS and Android app. Use to control all the features of your fireplace via a smart device. An RC400, RC450 or RC150 is required for thermostat control | 239
IntelliFire Touch Controls - Aux Module
IFT-ACM | IntelliFire Touch AUX Module. Must order if adding Fan, Lights or Power Vent and want to use the IFT-WFM. Do not need to order if using IFT-RC400 (includes IFT-ACM). | 100
Remote/Wall Switch/Wall Thermostat
IFT-RC150 | IntelliFire Touch white wireless wall switch (on/off, cold climate, battery strength | 124
Touch Screen Remote
IFT-RC400 | IntelliFire Touch black remote control, docking station and auxiliary control module (on/off, flame height, thermostat mode, fan control, child lock, cold climate, timer mode, hot indicator, lights, on-screen maintenance and troubleshooting notifications) | 399
Wall Switch
WSK-21-W | Wall switch kit- White (includes 20 ft of wire) | 41
Venting
Brick Extension Kit
HEAT-OUT-BEK | Exterior Heat-Zone brick extension kit | 75
Venting Notes
Requires SLP series or SLP-Flex series pipe when venting off top of unit. See Venting section.
Requires DVP series pipe when venting off rear of unit. See Venting section.
Approved for use with PVLP-SLP, PVI-SLP-B and PVV-SLP with power vent wire harness (order separately) and IFT-RC400 remote. See venting section of manual.
Quartz 42 w/ IFT
Includes: | Â
20,000 - 28,500 Btu/Hour Input (NG) | Glowing embers
19,500 - 26,000 Btu/Hour Input (LP) | Battery backup
5" x 8" rear vent collar | 12' control wire
4" x 6 5/8" top vent collar | IntelliFire ignition
8 ceramic fiber logs
Full firescreen front and hood
Tempered glass
No additional items required to complete.
Â | Â | MSRP USD
QUARTZ42IFTL | Quartz 42" top/rear direct vent fireplace with IntelliFire Touch ignition (LP) | 3029
QUARTZ42IFTN | Quartz 42" top/rear direct vent fireplace with IntelliFire Touch ignition (NG) | 3029
Refractory
REFRACTORY/BRICK
BRICK42CR | Brick interior panels 42" - Cottage Red | 599
BRICK42TB | Brick interior panels 42" - Tavern Brown | 599
GLQUARTZ42 | Black glass interior panels 42" | 739
Fans
Fan
GFK-160C | Fan kit 160 CFM (fan only) | 269
GFK-160A | Fan kit 160 CFM (includes rheostat and temperature sensor) | 329
Heat Management
Heat Zone Kit
HEAT-ZONE-GAS | Heat-Zone Kit includes fan, 20' of 6" round duct, vent, wall adapter & on/off control. Wire Plug Assembly 26D0619 required if controlling w/RC400 remote. Used in IFT units with ACM & not a GFK fan. Compatible for up to 2 HEAT-ZONE-GAS kits. See manual. | 589
Control, remotes, wall switches
Battery Back Up
BATTERY-WSK | Battery backup wall switch kit for units with IFT control systems. Includes: On/Off Wall Switch, USB-C Port, Battery Backup, Cover Plate, 12' Wire Harness | 199
IntelliFire app
IFT-WFM | IntelliFire Wi-Fi Module that works with the IntelliFire iOS and Android app. Use to control all the features of your fireplace via a smart device. An RC400, RC450 or RC150 is required for thermostat control | 239
IntelliFire Touch Controls - Aux Module
IFT-ACM | IntelliFire Touch AUX Module. Must order if adding Fan, Lights or Power Vent and want to use the IFT-WFM. Do not need to order if using IFT-RC400 (includes IFT-ACM). | 100
Remote/Wall Switch/Wall Thermostat
IFT-RC150 | IntelliFire Touch white wireless wall switch (on/off, cold climate, battery strength | 124
Touch Screen Remote
IFT-RC400 | IntelliFire Touch black remote control, docking station and auxiliary control module (on/off, flame height, thermostat mode, fan control, child lock, cold climate, timer mode, hot indicator, lights, on-screen maintenance and troubleshooting notifications) | 399
Venting
Brick Extension Kit
HEAT-OUT-BEK | Exterior Heat-Zone brick extension kit | 75
Venting Notes
Requires SLP series or SLP-Flex series pipe when venting off top of unit. See Venting section.
Requires DVP series pipe when venting off rear of unit. See Venting section.
Approved for use with PVLP-SLP, PVI-SLP-B and PVV-SLP with PV-IPI-CK kit, power vent wire harness and RC100, 200 or 300 control (order separately). See venting section of manual.
Majestic | Fireplace - Gas - Freestanding
Prices in USD
Page printed 2/6/2026, 10:31:59 AM CST | Non-stock and custom product cannot be cancelled.
Future pricing effective for orders placed on or after 4/6/2026
* Please Contact Who You Purchase This Through for MSRP Pricing | Customer is responsible for freight for orders made outside of assigned RDC facility.
Ruby Freestanding 30"
Includes: | Â
22,890 - 32,700 BTU/Hour Input (NG) | Electrical Cord - 10' 3" Left
22,400 - 32,000 BTU/Hour Input (LP) | Gas Flex Connector
IntelliFire Touch Ignition System | 8 Ceramic Fiber Split Logs
RC400 Remote Control
GFK-160A Variable Fan
Ceramic Glass
Glowing Embers/Mystic Embers
Battery Back Up
Special Considerations:
Must order 2532-301 (USB-C plug & Bracket from service parts list) to use battery back up
Required to Complete - Sold Separately: | INFIT-30-BK CK-30 ADP-CK30
Â | Â | MSRP USD
RUBY30IL | Medium 30" direct vent gas fireplace insert with intellifire touch system (LP) | 3109
RUBY30IN | Medium 30" direct vent gas fireplace insert with intellifire touch system (NG) | 3109
Fronts - Non-Operable (Required to Complete)
Inside Fit
INFIT-30-BK | Inside fit 30" screen front - Black | 399
Cabinet (Required to Complete)
Cabinet - Steel
CK-30 | Steel cabinet with pedestal base for use with 30" gas inserts | 1099
Venting (Required to Complete)
Adaptor
ADP-CK30 | Adapter kit (required for use with CK-30) | 239
Lighting
Accent Light Kit
MI-ALK | Ambient Light Kit (not for use in 25" models) (Not recommended for use with Reflective Black Glass Liner) | 539
Liner Kit
Glass Liner
LINER-BK-30 | Reflective Black Glass Liner 30" traditional units | 589
Refractory Upgrade
Fiber Refractory
BRICKMI30CR | Traditional 30" Brick interior panels - Cottage Red | 319
BRICKMI30TB | Traditional 30" Brick interior panels - Tavern Brown | 319
Control, remotes, wall switches
IntelliFire app
IFT-WFM | IntelliFire Wi-Fi Module that works with the IntelliFire iOS and Android app. Use to control all the features of your fireplace via a smart device. An RC400, RC450 or RC150 is required for thermostat control | 239
Remote/Wall Switch/Wall Thermostat
IFT-RC150 | IntelliFire Touch white wireless wall switch (on/off, cold climate, battery strength | 124
Touch Screen Remote
IFT-RC400 | IntelliFire Touch black remote control, docking station and auxiliary control module (on/off, flame height, thermostat mode, fan control, child lock, cold climate, timer mode, hot indicator, lights, on-screen maintenance and troubleshooting notifications) | 399
Venting Notes
SLP Pipe. Appliance ship with SLP starting collar. DuraVent pipe, purchase STOVEDV-BK starting collar. ICC pipe, purchase STOVEICC-BK adapter.
Trilliant Freestanding 30"
Includes: | Â
22,890 - 32,700 BTU/Hour Input (NG) | Decorative Base
22,400 - 32,000 BTU/Hour Input (LP) | Ceramic Glass
IntelliFire Touch Ignition System | Glowing Embers
RC400 Remote Control | Battery Back Up
GFK-160A Variable Fan | Electrical Cord - 10' 3" Left
Heat Exchanger Tubes | Gas Flex Connector
Accent Lights | LP Conversion Kit
Canyon Brown Brick Interior
Special Considerations:
Must order 2532-301 (USB-C plug & Bracket from service parts list) to use battery back up
Required to Complete - Sold Separately: | INFIT-30-BK CK-30 ADP-CK30
Â | Â | MSRP USD
TRILLIANT30IN | Trilliant medium 30" direct vent gas insert with intellifire touch ignition system (NG) | 3479
TRILLIANT30IL | Trilliant medium 30" direct vent gas insert with intellifire touch ignition system (LP) | 3479
Fronts - Non-Operable (Required to Complete)
Inside Fit
INFIT-30-BK | Inside fit 30" screen front - Black | 399
Cabinet (Required to Complete)
Cabinet - Steel
CK-30 | Steel cabinet with pedestal base for use with 30" gas inserts | 1099
Venting (Required to Complete)
Adaptor
ADP-CK30 | Adapter kit (required for use with CK-30) | 239
Liner Kit
Glass Liner
LINER-BK-30 | Reflective Black Glass Liner 30" traditional units | 589
Control, remotes, wall switches
IntelliFire app
IFT-WFM | IntelliFire Wi-Fi Module that works with the IntelliFire iOS and Android app. Use to control all the features of your fireplace via a smart device. An RC400, RC450 or RC150 is required for thermostat control | 239
Remote/Wall Switch/Wall Thermostat
IFT-RC150 | IntelliFire Touch white wireless wall switch (on/off, cold climate, battery strength | 124
Touch Screen Remote
IFT-RC400 | IntelliFire Touch black remote control, docking station and auxiliary control module (on/off, flame height, thermostat mode, fan control, child lock, cold climate, timer mode, hot indicator, lights, on-screen maintenance and troubleshooting notifications) | 399
Venting Notes
SLP Pipe. Appliance ship with SLP starting collar. DuraVent pipe, purchase STOVEDV-BK starting collar. ICC pipe, purchase STOVEICC-BK adapter.
Majestic | Fireplace - Gas - Multi-Sided
Prices in USD
Page printed 2/6/2026, 10:31:59 AM CST | Non-stock and custom product cannot be cancelled.
Future pricing effective for orders placed on or after 4/6/2026
* Please Contact Who You Purchase This Through for MSRP Pricing | Customer is responsible for freight for orders made outside of assigned RDC facility.
Echelon II 36ST
Includes: | Â
17,500 - 30,000 Btu/Hour Input (NG)
15,000 - 27,000 Btu/Hour Input (LP)
Clear LED dimmable lights
RC400 remote control
Battery backup
Ceramic glass
Standard bronze glass media
IntelliFire Touch ignition system
Special Considerations:
If changing media, follow required number of bags below:
- - > Crushed Glass: 3 bags of glass
- - > Natural stones: 2 bags of stone
- - > Log set & stones: 1 bag of stone
Required to Complete - Sold Separately: | 2 Fronts
Â | Â | MSRP USD
ECHEL36STIN-C | Echelon II 36" see-through top direct vent fireplace with IntelliFire Touch Ignition System (NG) | 6389
Fronts - Non-Operable (Required to Complete)
Clean Face Trim
CFT-36-BK-C | Clean face trim - Black | 459
CFT-36-GM-C | Clean face trim - Gun Metal | 509
CFT-36-NB-C | Clean Face Trim - New Bronze | 509
CFT-36-SS-C | Clean face trim - Stainless Steel | 779
Picture Frame Front
PFF-36-BK-C | Picture frame front - Black | 769
Conversion Kit
Conversion Kits
LPK-ECHEL36 | CONVERSION KITS, LP | 104
Gas Logs - Log Set Option
Driftwood Log Set
LOGS-DRTWOOD-36 | Driftwood log set | 409
Media
Media
GLASS-BZ | Glass, Bronze (1 bag) | 74
GLASS-DM | Glass, Diamond (1 bag) | 74
GLASS-OY | Glass, Onyx (1 bag) | 74
GLASS-SP | Glass, Sapphire (1 bag) | 74
Stones
STONES-NATURAL | Natural stones (1 bag) | 118
Liner Kit
Black Glass Liner Kit - ST
BGK-LINEARST | Reflective black ceramic glass liner kit | 479
Options & Accessories
Options & Accessories
ST36-CFP | Light baffle kit. Recommended for use when two CFT fronts are being installed. | 102
Heat Management
Heat Management
PH-SIDETRIM | Passive Heat trim kit for side discharge (includes 2 side registers)(Starting collars sold separately) | 114
PH-MCE | Starting Collars for Non-Ducted Passive Heat (Required when using passive heat - For use with Front, Side, Top Discharges) | 199
PH-FRTTRIM-36 | Passive Heat Vent Trim Kit For Front Discharge (36")(Starting collars sold separately) | 229
Heat Management - Ducted
PHTRIM-MCE-36 | Ducted vent trim for front discharge using ducted Passive Heat (PHFR-MCE-36) | 269
PHSI-MCE | Ducted Passive Heat kit for side discharge (includes duct and 2 side registers) | 599
PHFR-MCE-36 | Ducted Passive Heat kit for front discharge (requires PHTRIM-MCE-36 front trim) | 659
Heat Out Kit
HEAT-OUT-GAS | Heat out kit (includes termination cap, 25' of 6" round duct, fireplace adapter, damper, wall switch and 350CFM fan at termination) | 1569
Heat Zone Kit
HZLIN-ADP | Heat Zone adaptor, must order for using HEAT-ZONE-GAS | 189
HEAT-ZONE-GAS | Heat-Zone Kit includes fan, 20' of 6" round duct, vent, wall adapter & on/off control. Wire Plug Assembly 26D0619 required if controlling w/RC400 remote. Used in IFT units with ACM & not a GFK fan. Compatible for up to 2 HEAT-ZONE-GAS kits. See manual. | 589
Control, remotes, wall switches
Battery Back Up
BATTERY-WSK | Battery backup wall switch kit for units with IFT control systems. Includes: On/Off Wall Switch, USB-C Port, Battery Backup, Cover Plate, 12' Wire Harness | 199
IntelliFire app
IFT-WFM | IntelliFire Wi-Fi Module that works with the IntelliFire iOS and Android app. Use to control all the features of your fireplace via a smart device. An RC400, RC450 or RC150 is required for thermostat control | 239
Remote/Wall Switch/Wall Thermostat
IFT-RC150 | IntelliFire Touch white wireless wall switch (on/off, cold climate, battery strength | 124
Touch Screen Remote
IFT-RC400 | IntelliFire Touch black remote control, docking station and auxiliary control module (on/off, flame height, thermostat mode, fan control, child lock, cold climate, timer mode, hot indicator, lights, on-screen maintenance and troubleshooting notifications) | 399
Venting
Brick Extension Kit
HEAT-OUT-BEK | Exterior Heat-Zone brick extension kit | 75
Venting Notes
Requires 8" DVP pipe. Must have a 18" minimum vertical before attaching a 90 degree elbow to the unit. See venting section of manual.
Approved for use with PVLP-SLP, PVI-SLP-B and PVV-SLP with power vent wire harness (order separately) and IFT-RC400 remote. See venting section of manual.
Echelon II 48ST
Includes: | Â
21,000 - 40,000 Btu/Hour Input (NG) | Not available for sale in Rhode Island
20,000 - 34,000 Btu/Hour Input (LP)
Clear LED dimmable lights
RC400 remote control
Battery backup
Ceramic glass
Standard with bronze glass media
IntelliFire Touch ignition system
Special Considerations:
If changing media, follow required number of bags below:
- - > Crushed Glass: 4 bags of glass
- - > Natural stones: 3 bags of stone
- - > Log set & stones: 1 bag of stone
Required to Complete - Sold Separately: | 2 Fronts
Â | Â | MSRP USD
ECHEL48STIN-C | Echelon II 48" see-through top direct vent fireplace with IntelliFire Touch Ignition System (NG) | 7749
Fronts - Non-Operable (Required to Complete)
Clean Face Trim
CFT-48-BK-C | Clean face trim - Black | 499
CFT-48-NB-C | Clean Face Trim - New Bronze | 539
CFT-48-GM-C | Clean face trim - Gun Metal | 539
CFT-48-SS-C | Clean face trim - Stainless Steel | 889
Picture Frame Front
PFF-48-BK-C | Picture frame front - Black | 879
Conversion Kit
Conversion Kits
LPK-ECHEL48 | CONVERSION KIT, LP | 104
Gas Logs - Log Set Option
Driftwood Log Set
LOGS-DRTWOOD-48 | Driftwood log set | 549
Media
Media
GLASS-BZ | Glass, Bronze (1 bag) | 74
GLASS-DM | Glass, Diamond (1 bag) | 74
GLASS-OY | Glass, Onyx (1 bag) | 74
GLASS-SP | Glass, Sapphire (1 bag) | 74
Stones
STONES-NATURAL | Natural stones (1 bag) | 118
Liner Kit
Black Glass Liner Kit - ST
BGK-LINEARST | Reflective black ceramic glass liner kit | 479
Options & Accessories
Options & Accessories
ST48-CFP | Light baffle kit. Recommended for use when two CFT fronts are being installed. | 102
Heat Management
Heat Management
PH-SIDETRIM | Passive Heat trim kit for side discharge (includes 2 side registers)(Starting collars sold separately) | 114
PH-MCE | Starting Collars for Non-Ducted Passive Heat (Required when using passive heat - For use with Front, Side, Top Discharges) | 199
PH-FRTTRIM-48 | Passive Heat Vent Trim Kit For Front Discharge (48")(Starting collars sold separately) | 239
Heat Management - Ducted
PHTRIM-MCE-48 | Ducted vent trim for front discharge using ducted Passive Heat (PHFR-MCE-48) | 289
PHSI-MCE | Ducted Passive Heat kit for side discharge (includes duct and 2 side registers) | 599
PHFR-MCE-48 | Ducted Passive Heat kit for front discharge (requires PHTRIM-MCE-48 front trim) | 719
Heat Out Kit
HEAT-OUT-GAS | Heat out kit (includes termination cap, 25' of 6" round duct, fireplace adapter, damper, wall switch and 350CFM fan at termination) | 1569
Heat Zone Kit
HZLIN-ADP | Heat Zone adaptor, must order for using HEAT-ZONE-GAS | 189
HEAT-ZONE-GAS | Heat-Zone Kit includes fan, 20' of 6" round duct, vent, wall adapter & on/off control. Wire Plug Assembly 26D0619 required if controlling w/RC400 remote. Used in IFT units with ACM & not a GFK fan. Compatible for up to 2 HEAT-ZONE-GAS kits. See manual. | 589
Control, remotes, wall switches
Battery Back Up
BATTERY-WSK | Battery backup wall switch kit for units with IFT control systems. Includes: On/Off Wall Switch, USB-C Port, Battery Backup, Cover Plate, 12' Wire Harness | 199
IntelliFire app
IFT-WFM | IntelliFire Wi-Fi Module that works with the IntelliFire iOS and Android app. Use to control all the features of your fireplace via a smart device. An RC400, RC450 or RC150 is required for thermostat control | 239
Remote/Wall Switch/Wall Thermostat
IFT-RC150 | IntelliFire Touch white wireless wall switch (on/off, cold climate, battery strength | 124
Touch Screen Remote
IFT-RC400 | IntelliFire Touch black remote control, docking station and auxiliary control module (on/off, flame height, thermostat mode, fan control, child lock, cold climate, timer mode, hot indicator, lights, on-screen maintenance and troubleshooting notifications) | 399
Venting
Brick Extension Kit
HEAT-OUT-BEK | Exterior Heat-Zone brick extension kit | 75
Venting Notes
Requires 8" DVP pipe. Must have 30" minimum vertical vent before attaching a 90 degree elbow to unit. See venting section of manual.
Approved for use with PVLP-SLP, PVI-SLP-B and PVV-SLP with power vent wire harness (order separately) and IFT-RC400 remote. See venting section of manual.
Marquis II See-Through 42
Includes: | Â
43,000 - 57,500 Btu/Hour Input (NG) | Junction box
39,000 - 52,000 Btu/Hour Input (LP) | Intellifire Touch ignition
RC400 touchscreen remote
LED accent lighting
LED illuminated embers
ClearView ceramic glass
11 ceramic fiber split logs
Gas flex connector
Required to Complete - Sold Separately: | Two Fronts Brick Panels
Â | Â | MSRP USD
MARQ42STIN | Marquis II 42" see-through- top, direct vent fireplace with IntelliFire Touch ignition (NG) | 9709
Fronts - Non-Operable (Required to Complete)
Firescreens
FSMQ42STBK | Firescreen front 42ST - Black | 809
FSMQ42STNB | Firescreen front 42ST - New Bronze | 849
FSMQ42STGM | Firescreen front 42ST - Gun Metal | 849
Refractory (Required to Complete)
Refractory
BRICKMQ42STTB | Brick interior panels ST42 - Tavern Brown | 1029
BRICKMQ42STCR | Brick interior panels ST42 - Cottage Red | 1029
Conversion Kit
Conversion Kits
LPKMARQ42ST | LP conversion kit | 104
Heat Management
Heat Out Kit
HEAT-OUT-GAS | Heat out kit (includes termination cap, 25' of 6" round duct, fireplace adapter, damper, wall switch and 350CFM fan at termination) | 1569
Heat Zone Kit
HEAT-ZONE-GAS | Heat-Zone Kit includes fan, 20' of 6" round duct, vent, wall adapter & on/off control. Wire Plug Assembly 26D0619 required if controlling w/RC400 remote. Used in IFT units with ACM & not a GFK fan. Compatible for up to 2 HEAT-ZONE-GAS kits. See manual. | 589
Control, remotes, wall switches
Battery Back Up
BATTERY-WSK | Battery backup wall switch kit for units with IFT control systems. Includes: On/Off Wall Switch, USB-C Port, Battery Backup, Cover Plate, 12' Wire Harness | 199
IntelliFire app
IFT-WFM | IntelliFire Wi-Fi Module that works with the IntelliFire iOS and Android app. Use to control all the features of your fireplace via a smart device. An RC400, RC450 or RC150 is required for thermostat control | 239
IntelliFire Touch Controls - Aux Module
IFT-ACM | IntelliFire Touch AUX Module. Must order if adding Fan, Lights or Power Vent and want to use the IFT-WFM. Do not need to order if using IFT-RC400 (includes IFT-ACM). | 100
Touch Screen Remote
IFT-RC400 | IntelliFire Touch black remote control, docking station and auxiliary control module (on/off, flame height, thermostat mode, fan control, child lock, cold climate, timer mode, hot indicator, lights, on-screen maintenance and troubleshooting notifications) | 399
Venting
Brick Extension Kit
HEAT-OUT-BEK | Exterior Heat-Zone brick extension kit | 75
Venting Notes
Requires 8" DVP pipe. Must have a 24" minimum vertical vent before attaching a 90Â° elbow to unit. See Venting section.
Approved for use with PVLP-SLP, PVI-SLP-B and PVV-SLP with power vent wire harness (order separately). See venting section of manual.
Majestic | Fireplace - Wood - Single-Sided
Prices in USD
Page printed 2/6/2026, 10:31:59 AM CST | Non-stock and custom product cannot be cancelled.
Future pricing effective for orders placed on or after 4/6/2026
* Please Contact Who You Purchase This Through for MSRP Pricing | Customer is responsible for freight for orders made outside of assigned RDC facility.
Ashland 36
Includes: | Â
36" x 38" Opening
Radiant Heat
Outside Air Standard
Dual gas Knockouts
Steel Grate
Safety Firescreen
UL Listed
Attic insulation shield
Special Considerations:
When ordering Firebrick Yellow molded brick panels, SRV4059-693 is recommended for matching hearth
Required to Complete - Sold Separately: | Firebrick Flex Venting for Outside Air
Â | Â | MSRP USD
ASH36 | 36" Radiant Wood Burning Fireplace with Natural Gray Hearth Refractory | 3469
Refractory (Required to Complete)
Herringbone
MMHB36-B | Firebrick Yellow Molded brick panels - herringbone | 1429
Refractory
AMMTB36 | Natural Gray Molded brick panels - Traditional | 1059
AMMHB36 | Natural Gray Molded brick panels - Herringbone | 1429
Traditional
MMTB36-B | Firebrick Yellow Molded brick panels - traditional | 1059
Glass Doors - Operable
Glass Bi-Fold Door
DFG4036BK | Glass bi-fold door, black | 1749
Gas Logs - Log Set Option
DUZY2 Logs
DUZY2LS-18-24 | 4-piece Fiber Ceramic log set for use with 18/24" Radiant Burner | 379
DUZY2LS-30 | 4-piece Fiber Ceramic log set for use with 30" Radiant Burner | 449
DUZY3 Logs
DUZY3LS-18-24 | 6-piece Refractory Cement log set for use with 18/24" Radiant Burner | 449
DUZY3LS-30 | 6-piece Refractory Cement log set for use with 30" Radiant Burner | 519
DUZY5 Logs
DUZY5LS-18-24 | 8-piece Fiber Ceramic log set for use with 18/24" Radiant Burner | 519
DUZY5LS-30 | 8-piece Fiber Ceramic log set for use with 30" Radiant Burner | 629
Gas Logs - Burner Option Indoor
Radiant Burner 18/24"
RB-18-24NI | 18"/24" Radiant Vented Burner Assembly IPI w/remote N.G. 50,000 BTUs | 1539
RB-18-24PI | 18"/24" Radiant Vented Burner Assembly IPI w/remote L.P. 50,000 BTUs | 1539
Radiant Burner 30"
RB-30PI | 30" Radiant Vented Burner Assembly IPI w/remote L.P. 65,000 BTUs | 1629
RB-30NI | 30" Radiant Vented Burner Assembly IPI w/remote N.G. 65,000 BTUs | 1629
Brick Panels
Herringbone Refractory Extension
MMHBX-B | Firebrick Yellow Herringbone brick refractory extensions | 189
Traditional Refractory Extension
MMTBX-B | Firebrick Yellow Traditional brick refractory extensions | 189
Mortar
Refractory Mortar
MMMORTR | 10 lbs. Mortar (TRAD: 1 required, HERR: 2 required) | 101
Options & Accessories
Options & Accessories
AMMHBX | Natural Gray Herringbone brick refractory extensions | 169
AMMTBX | Natural Gray Traditional brick refractory extensions | 169
Floor Protector (HP)
Micore Hearth Extension - Hearth Extension
HX4M | Hearth extension for all size models 5pcs (48" x 20") & 5pcs (22" x 20") to equal 5 full sheets at (70"x 20"x 1/2") | 449
Venting
Insulated Flex Duct - Chimney Air Kits/Flex Duct
ID6 | 6" (152mm) insulated flex duct for use with outside air kit - includes two 42" (1065mm) sections | 106
Uninsulated Flex Duct - Chimney Air Kits/Flex Duct
UD6 | 6" (152mm) uninsulated flex duct for use with outside air kit - includes two 42" (1065mm) sections | 75
SL400 Series Pipe - Term Kits & Acc - Sng Pk - Chimney Air Kits/Flex Duct
CAK5A | Chimney air kit for SL1100 and SL400 series pipe (required in Canada) | 149
Venting Notes
Outside air kit standard
Uses SL1100 series chimney
Attic insulation shield standard
Model not approved for use in Canada
Ashland 42
Includes: | Â
42" x 38" Opening
Radiant Heat
Outside Air Standard
Dual gas Knockouts
Steel Grate
Safety Firescreen
UL Listed
Attic insulation shield
Special Considerations:
When ordering Firebrick Yellow molded brick panels, SRV4059-695 is recommended for matching hearth
Required to Complete - Sold Separately: | Firebrick Flex Venting for Outside Air
Â | Â | MSRP USD
ASH42 | 42" Radiant Wood Burning Fireplace with Natural Gray Hearth Refractory | 3999
Refractory (Required to Complete)
Herringbone
MMHB42-B | Firebrick Yellow Molded brick panels - herringbone | 1579
Refractory
AMMTB42 | Natural Gray Molded brick panels - traditional | 1189
AMMHB42 | Natural Gray Molded brick panels - herringbone | 1579
Traditional
MMTB42-B | Firebrick Yellow Molded brick panels - traditional | 1189
Glass Doors - Operable
Glass Bi-Fold Door
DFG4042BK | Glass bi-fold door - Black | 2169
Brick Panels
Herringbone Refractory Extension
MMHBX-B | Firebrick Yellow Herringbone brick refractory extensions | 189
Traditional Refractory Extension
MMTBX-B | Firebrick Yellow Traditional brick refractory extensions | 189
Mortar
Refractory Mortar
MMMORTR | 10 lbs. Mortar (TRAD: 1 required, HERR: 2 required) | 101
Options & Accessories
Options & Accessories
AMMHBX | Natural Gray Herringbone brick refractory extensions | 169
AMMTBX | Natural Gray Traditional brick refractory extensions | 169
Floor Protector (HP)
Micore Hearth Extension - Hearth Extension
HX4M | Hearth extension for all size models 5pcs (48" x 20") & 5pcs (22" x 20") to equal 5 full sheets at (70"x 20"x 1/2") | 449
Venting
Insulated Flex Duct - Chimney Air Kits/Flex Duct
ID6 | 6" (152mm) insulated flex duct for use with outside air kit - includes two 42" (1065mm) sections | 106
Uninsulated Flex Duct - Chimney Air Kits/Flex Duct
UD6 | 6" (152mm) uninsulated flex duct for use with outside air kit - includes two 42" (1065mm) sections | 75
SL1100 Wood Pipe - Single Pack - Chimney Air Kits/Flex Duct Dimensions: 11" Inner / 13" Outer
CAK8A | Chimney air kit ( For use with BIR42 and RUTHERFORD-42, ODCASTLEWD-42) | 169
Venting Notes
Outside air kit standard
Uses SL1100 series chimney
Attic insulation shield standard
Model not approved for use in Canada
Ashland 50
Includes: | Â
50" x 38" Opening
Radiant Heat
Outside Air Standard
Dual gas Knockouts
Steel Grate
Safety Firescreen
UL Listed
Special Considerations:
When ordering Firebrick Yellow molded brick panels, SRV4059-697 is recommended for matching hearth
Required to Complete - Sold Separately: | Firebrick Advanced Install Product training required before product ships See Venting notes Flex Venting for Outside Air
Â | Â | MSRP USD
ASH50 | 50" Radiant Wood Burning Fireplace with Natural Gray Hearth Refractory | 4789
Refractory (Required to Complete)
Herringbone
MMHB50-B | Firebrick Yellow Molded brick panels - herringbone | 1999
Refractory
AMMTB50 | Natural Gray Molded brick panels - Traditional | 1619
AMMHB50 | Natural Gray Molded brick panels - Herringbone | 1999
Traditional
MMTB50-B | Firebrick Yellow Molded brick panels - traditional | 1619
Glass Doors - Operable
Glass Bi-Fold Door
DFG4050BK | Glass bi-fold door - Black | 2289
Brick Panels
Herringbone Refractory Extension
MMHBX-B | Firebrick Yellow Herringbone brick refractory extensions | 189
Traditional Refractory Extension
MMTBX-B | Firebrick Yellow Traditional brick refractory extensions | 189
Mortar
Refractory Mortar
MMMORTR | 10 lbs. Mortar (TRAD: 1 required, HERR: 2 required) | 101
Options & Accessories
Options & Accessories
AMMHBX | Natural Gray Herringbone brick refractory extensions | 169
AMMTBX | Natural Gray Traditional brick refractory extensions | 169
Floor Protector (HP)
Micore Hearth Extension - Hearth Extension
HX4M | Hearth extension for all size models 5pcs (48" x 20") & 5pcs (22" x 20") to equal 5 full sheets at (70"x 20"x 1/2") | 449
Venting
Insulated Flex Duct - Chimney Air Kits/Flex Duct
ID6 | 6" (152mm) insulated flex duct for use with outside air kit - includes two 42" (1065mm) sections | 106
Uninsulated Flex Duct - Chimney Air Kits/Flex Duct
UD6 | 6" (152mm) uninsulated flex duct for use with outside air kit - includes two 42" (1065mm) sections | 75
Venting Notes
Outside air kit standard
Requires 14" Dura-Vent DuraChimney II. See venting section.
Must order Attic Insulation Shield (14DCA-IS), Roof Radiation Shields (14DCA-RRS), Chase Top Collar (14DCA-CTC). See Venting Section.
Model not approved for use in Canada
Biltmore 36
Includes: | Â
Full refractory lining in traditional or herringbone pattern
Powder coat finish
Safety firescreen
Dual gas knockouts
Steel grate
Outside air kit
Attic insulation shield
UL/ULC Listed
Required to Complete - Sold Separately: | Flex Venting for Outside Air
Â | Â | MSRP USD
SB60 | 36" Radiant Wood Burning Fireplace | 2359
SB60HB | 36" Radiant Wood Burning Fireplace w/herringbone brick pattern | 2419
Glass Doors - Operable
Glass Bi-Fold Door
DM6036-S | 36" Stainless Steel Bi-Fold Doors | 539
DM6036 | Original bi-fold glass doors with black trim | 609
Mesh Doors - Operable
Grand Vista 60
GV60BK | Grand Vista cabinet style mesh doors - Black | 1339
Gas Logs - Log Set Option
DUZY2 Logs
DUZY2LS-18-24 | 4-piece Fiber Ceramic log set for use with 18/24" Radiant Burner | 379
DUZY2LS-30 | 4-piece Fiber Ceramic log set for use with 30" Radiant Burner | 449
DUZY3 Logs
DUZY3LS-18-24 | 6-piece Refractory Cement log set for use with 18/24" Radiant Burner | 449
DUZY3LS-30 | 6-piece Refractory Cement log set for use with 30" Radiant Burner | 519
DUZY5 Logs
DUZY5LS-18-24 | 8-piece Fiber Ceramic log set for use with 18/24" Radiant Burner | 519
DUZY5LS-30 | 8-piece Fiber Ceramic log set for use with 30" Radiant Burner | 629
Gas Logs - Burner Option Indoor
Radiant Burner 18/24"
RB-18-24NI | 18"/24" Radiant Vented Burner Assembly IPI w/remote N.G. 50,000 BTUs | 1539
RB-18-24PI | 18"/24" Radiant Vented Burner Assembly IPI w/remote L.P. 50,000 BTUs | 1539
Radiant Burner 30"
RB-30NI | 30" Radiant Vented Burner Assembly IPI w/remote N.G. 65,000 BTUs | 1629
RB-30PI | 30" Radiant Vented Burner Assembly IPI w/remote L.P. 65,000 BTUs | 1629
Floor Protector (HP)
Micore Hearth Extension - Hearth Extension
HX4M | Hearth extension for all size models 5pcs (48" x 20") & 5pcs (22" x 20") to equal 5 full sheets at (70"x 20"x 1/2") | 449
Venting
Insulated Flex Duct - Chimney Air Kits/Flex Duct
ID4 | 4" (100mm) insulated flex duct for outside air - includes two 42" (1065mm) sections | 91
Uninsulated Flex Duct - Chimney Air Kits/Flex Duct
UD4 | 4" (100mm) uninsulated flex duct for outside air - includes two 42" (1065mm) sections | 58
SL400 Series Pipe - Term Kits & Acc - Sng Pk - Chimney Air Kits/Flex Duct
CAK5A | Chimney air kit for SL1100 and SL400 series pipe (required in Canada) | 149
Venting Notes
Outside air kit standard
U.S. uses SL1100 series chimney. Canada uses SL400 series chimney and requires SLA-10
Attic insulation shield standard
Biltmore 42
Includes: | Â
Full refractory lining in traditional or herringbone pattern
Powder coat finish
Safety firescreen
Dual gas knockouts
Steel grate
Outside air kit
Attic insulation shield
UL/ULC Listed
Required to Complete - Sold Separately: | Flex Venting for Outside Air
Â | Â | MSRP USD
SB80 | 42" Radiant Wood Burning Fireplace | 3159
SB80HB | 42" Radiant Wood Burning Fireplace w/herringbone brick pattern | 3219
Glass Doors - Operable
Glass Bi-Fold Door
DM8042-S | 42" Stainless Steel Bi-Fold Door | 679
DM8042 | Original bi-fold glass doors with black trim | 759
Mesh Doors - Operable
Grand Vista 80
GV80BK | Grand Vista cabinet style mesh doors - Black | 1509
Gas Logs - Log Set Option
DUZY2 Logs
DUZY2LS-18-24 | 4-piece Fiber Ceramic log set for use with 18/24" Radiant Burner | 379
DUZY2LS-30 | 4-piece Fiber Ceramic log set for use with 30" Radiant Burner | 449
DUZY3 Logs
DUZY3LS-18-24 | 6-piece Refractory Cement log set for use with 18/24" Radiant Burner | 449
DUZY3LS-30 | 6-piece Refractory Cement log set for use with 30" Radiant Burner | 519
DUZY5 Logs
DUZY5LS-18-24 | 8-piece Fiber Ceramic log set for use with 18/24" Radiant Burner | 519
DUZY5LS-30 | 8-piece Fiber Ceramic log set for use with 30" Radiant Burner | 629
Gas Logs - Burner Option Indoor
Radiant Burner 18/24"
RB-18-24PI | 18"/24" Radiant Vented Burner Assembly IPI w/remote L.P. 50,000 BTUs | 1539
RB-18-24NI | 18"/24" Radiant Vented Burner Assembly IPI w/remote N.G. 50,000 BTUs | 1539
Radiant Burner 30"
RB-30PI | 30" Radiant Vented Burner Assembly IPI w/remote L.P. 65,000 BTUs | 1629
RB-30NI | 30" Radiant Vented Burner Assembly IPI w/remote N.G. 65,000 BTUs | 1629
Floor Protector (HP)
Micore Hearth Extension - Hearth Extension
HX4M | Hearth extension for all size models 5pcs (48" x 20") & 5pcs (22" x 20") to equal 5 full sheets at (70"x 20"x 1/2") | 449
Venting
Insulated Flex Duct - Chimney Air Kits/Flex Duct
ID4 | 4" (100mm) insulated flex duct for outside air - includes two 42" (1065mm) sections | 91
Uninsulated Flex Duct - Chimney Air Kits/Flex Duct
UD4 | 4" (100mm) uninsulated flex duct for outside air - includes two 42" (1065mm) sections | 58
SL400 Series Pipe - Term Kits & Acc - Sng Pk - Chimney Air Kits/Flex Duct
CAK5A | Chimney air kit for SL1100 and SL400 series pipe (required in Canada) | 149
Venting Notes
Outside air kit standard
U.S. uses SL1100 series chimney. Canada uses SL400 series chimney and requires SLA-10
Attic insulation shield standard
Biltmore 50
Includes: | Â
Full refractory lining in traditional or herringbone pattern
Powder coat finish
Safety firescreen
Dual gas knockouts
Steel grate
Outside air kit
Attic insulation shield
UL Listed
Required to Complete - Sold Separately: | Flex Venting for Outside Air
Â | Â | MSRP USD
SB100 | 50" Radiant Wood Burning Fireplace | 4559
SB100HB | 50" Radiant Wood Burning Fireplace w/herringbone brick pattern | 4619
Glass Doors - Operable
Glass Bi-Fold Door
DM100 | Original bi-fold glass doors with black trim | 1539
Mesh Doors - Operable
Grand Vista 100
GV100BK | Grand Vista cabinet style mesh doors - Black | 1979
Gas Logs - Log Set Option
DUZY2 Logs
DUZY2LS-18-24 | 4-piece Fiber Ceramic log set for use with 18/24" Radiant Burner | 379
DUZY2LS-30 | 4-piece Fiber Ceramic log set for use with 30" Radiant Burner | 449
DUZY3 Logs
DUZY3LS-18-24 | 6-piece Refractory Cement log set for use with 18/24" Radiant Burner | 449
DUZY3LS-30 | 6-piece Refractory Cement log set for use with 30" Radiant Burner | 519
DUZY5 Logs
DUZY5LS-18-24 | 8-piece Fiber Ceramic log set for use with 18/24" Radiant Burner | 519
DUZY5LS-30 | 8-piece Fiber Ceramic log set for use with 30" Radiant Burner | 629
Gas Logs - Burner Option Indoor
Radiant Burner 18/24"
RB-18-24PI | 18"/24" Radiant Vented Burner Assembly IPI w/remote L.P. 50,000 BTUs | 1539
RB-18-24NI | 18"/24" Radiant Vented Burner Assembly IPI w/remote N.G. 50,000 BTUs | 1539
Radiant Burner 30"
RB-30NI | 30" Radiant Vented Burner Assembly IPI w/remote N.G. 65,000 BTUs | 1629
RB-30PI | 30" Radiant Vented Burner Assembly IPI w/remote L.P. 65,000 BTUs | 1629
Floor Protector (HP)
Micore Hearth Extension - Hearth Extension
HX4M | Hearth extension for all size models 5pcs (48" x 20") & 5pcs (22" x 20") to equal 5 full sheets at (70"x 20"x 1/2") | 449
Venting
Insulated Flex Duct - Chimney Air Kits/Flex Duct
ID4 | 4" (100mm) insulated flex duct for outside air - includes two 42" (1065mm) sections | 91
Uninsulated Flex Duct - Chimney Air Kits/Flex Duct
UD4 | 4" (100mm) uninsulated flex duct for outside air - includes two 42" (1065mm) sections | 58
SL400 Series Pipe - Term Kits & Acc - Sng Pk - Chimney Air Kits/Flex Duct
CAK5A | Chimney air kit for SL1100 and SL400 series pipe (required in Canada) | 149
Venting Notes
Outside air kit standard
Uses SL1100 series chimney
Attic insulation shield standard
Model not approved for use in Canada
Royalton 36
Includes: | Â
Front access damper handle
Ash lip
Safey firescreen
Traditional refractory lining
Dual gas knockouts (Note: Not approved for vent free logs)
Steel grate
Attic insulation shield
UL/ULC listed
No additional items required to complete.
Â | Â | MSRP USD
BE36 | 36" Radiant Wood Burning Fireplace | 1269
Glass Doors - Operable
Glass Bi-Fold Door
DM1036 | Original bi-fold glass doors with black trim | 569
DM1036S | Original bi-fold glass doors with stainless steel trim | 619
Gas Logs - Log Set Option
DUZY2 Logs
DUZY2LS-18-24 | 4-piece Fiber Ceramic log set for use with 18/24" Radiant Burner | 379
DUZY2LS-30 | 4-piece Fiber Ceramic log set for use with 30" Radiant Burner | 449
DUZY3 Logs
DUZY3LS-18-24 | 6-piece Refractory Cement log set for use with 18/24" Radiant Burner | 449
DUZY3LS-30 | 6-piece Refractory Cement log set for use with 30" Radiant Burner | 519
DUZY5 Logs
DUZY5LS-18-24 | 8-piece Fiber Ceramic log set for use with 18/24" Radiant Burner | 519
DUZY5LS-30 | 8-piece Fiber Ceramic log set for use with 30" Radiant Burner | 629
Kindled Stack - Vented Gas Log Option
VTD-STCK18 | 18" Kindled Stack cement log set | 279
Timberland Oak - Vented Gas Log Option
VTD-OAK18 | 18" Timberland Oak cement log set | 249
Woodland Birch - Vented Gas Log Option
VTD-BRCH18 | 18" Woodland Birch cement log set | 259
Gas Logs - Burner Option Indoor
Double Tube - Vented Burner 18"
HTSP-R18-P | Double Tube Vented Burner - 18" Safety Pilot w/Remote Hi-Lo Propane | 909
HTSP-R18-N | Double Tube Vented Burner - 18" Safety Pilot w/Remote Hi-Lo Natural Gas | 909
Radiant Burner 18/24"
RB-18-24NI | 18"/24" Radiant Vented Burner Assembly IPI w/remote N.G. 50,000 BTUs | 1539
RB-18-24PI | 18"/24" Radiant Vented Burner Assembly IPI w/remote L.P. 50,000 BTUs | 1539
Radiant Burner 30"
RB-30NI | 30" Radiant Vented Burner Assembly IPI w/remote N.G. 65,000 BTUs | 1629
RB-30PI | 30" Radiant Vented Burner Assembly IPI w/remote L.P. 65,000 BTUs | 1629
Single Tube - Vented Burner 18"
STM18-N | Single Tube Vented Burner - 18" Manual Ignition Natural Gas | 299
STSP18-N | Single Tube Vented Burner - 18" Safety Pilot Ignition Natural Gas | 549
STSP18-P | Single Tube Vented Burner - 18" Safety Pilot Ignition Propane | 549
Options & Accessories
Outside Air Kit
AK24 | Outside air kit (1 each) - Flex Venting not included | 17
Floor Protector (HP)
Micore Hearth Extension - Hearth Extension
HX4M | Hearth extension for all size models 5pcs (48" x 20") & 5pcs (22" x 20") to equal 5 full sheets at (70"x 20"x 1/2") | 449
Venting
Insulated Flex Duct - Chimney Air Kits/Flex Duct
ID4 | 4" (100mm) insulated flex duct for outside air - includes two 42" (1065mm) sections | 91
Uninsulated Flex Duct - Chimney Air Kits/Flex Duct
UD4 | 4" (100mm) uninsulated flex duct for outside air - includes two 42" (1065mm) sections | 58
SL300 Series Pipe - Comp - SngPk - Chimney Air Kits/Flex Duct Dimensions: 8" Inner / 10.5" Outer
CAK4A | Chimney air kit (for SL300 series chimney systems only) | 132
Venting Notes
Uses SL300 series chimney
Attic insulation shield standard
Royalton 42
Includes: | Â
Front access damper handle
Ash lip
Safey firescreen
Traditional refractory lining
Dual gas knockouts (Note: Not approved for vent free logs)
Steel grate
Attic insulation shield
UL/ULC listed
No additional items required to complete.
Â | Â | MSRP USD
BE42 | 42" Radiant Wood Burning Fireplace | 1949
Glass Doors - Operable
Glass Bi-Fold Door
DM1042 | Original bi-fold glass doors with black trim | 699
DM1042S | Original bi-fold glass doors with stainless steel trim | 749
Gas Logs - Log Set Option
DUZY2 Logs
DUZY2LS-18-24 | 4-piece Fiber Ceramic log set for use with 18/24" Radiant Burner | 379
DUZY2LS-30 | 4-piece Fiber Ceramic log set for use with 30" Radiant Burner | 449
DUZY3 Logs
DUZY3LS-18-24 | 6-piece Refractory Cement log set for use with 18/24" Radiant Burner | 449
DUZY3LS-30 | 6-piece Refractory Cement log set for use with 30" Radiant Burner | 519
DUZY5 Logs
DUZY5LS-18-24 | 8-piece Fiber Ceramic log set for use with 18/24" Radiant Burner | 519
DUZY5LS-30 | 8-piece Fiber Ceramic log set for use with 30" Radiant Burner | 629
Kindled Stack - Vented Gas Log Option
VTD-STCK24 | 24" Kindled Stack cement log set | 339
Timberland Oak - Vented Gas Log Option
VTD-OAK24 | 24" Timberland Oak cement log set | 309
Woodland Birch - Vented Gas Log Option
VTD-BRCH24 | 24" Woodland Birch cement log set | 319
Gas Logs - Burner Option Indoor
Double Tube - Vented Burner 24"
HTSP-R24-N | Double Tube Vented Burner - 24" Safety Pilot w/Remote Hi-Lo Natural Gas | 939
HTSP-R24-P | Double Tube Vented Burner - 24" Safety Pilot w/Remote Hi-Lo Propane | 939
Radiant Burner 18/24"
RB-18-24PI | 18"/24" Radiant Vented Burner Assembly IPI w/remote L.P. 50,000 BTUs | 1539
RB-18-24NI | 18"/24" Radiant Vented Burner Assembly IPI w/remote N.G. 50,000 BTUs | 1539
Radiant Burner 30"
RB-30PI | 30" Radiant Vented Burner Assembly IPI w/remote L.P. 65,000 BTUs | 1629
RB-30NI | 30" Radiant Vented Burner Assembly IPI w/remote N.G. 65,000 BTUs | 1629
Single Tube - Vented Burner 24"
STM24-N | Single Tube Vented Burner - 24" Manual Ignition Natural Gas | 359
STSP24-P | Single Tube Vented Burner - 24" Safety Pilot Ignition Propane | 559
STSP24-N | Single Tube Vented Burner - 24" Safety Pilot Ignition Natural Gas | 559
Options & Accessories
Outside Air Kit
AK24 | Outside air kit (1 each) - Flex Venting not included | 17
Floor Protector (HP)
Micore Hearth Extension - Hearth Extension
HX4M | Hearth extension for all size models 5pcs (48" x 20") & 5pcs (22" x 20") to equal 5 full sheets at (70"x 20"x 1/2") | 449
Venting
Insulated Flex Duct - Chimney Air Kits/Flex Duct
ID4 | 4" (100mm) insulated flex duct for outside air - includes two 42" (1065mm) sections | 91
Uninsulated Flex Duct - Chimney Air Kits/Flex Duct
UD4 | 4" (100mm) uninsulated flex duct for outside air - includes two 42" (1065mm) sections | 58
SL300 Series Pipe - Comp - SngPk - Chimney Air Kits/Flex Duct Dimensions: 8" Inner / 10.5" Outer
CAK4A | Chimney air kit (for SL300 series chimney systems only) | 132
Venting Notes
Uses SL300 series chimney
Attic insulation shield standard
Sovereign 36
Includes: | Â
Traditional full refractory lining
Safety firescreen
Dual gas knockouts
Steel grate
Front access damper handle
Attic insulation shield
Ash lip
UL/ULC Listed
No additional items required to complete.
Â | Â | MSRP USD
SA36C | 36" Heat Circulating Fireplace | 1619
SA36R | 36" Radiant Fireplace | 1619
Glass Doors - Operable
Glass Bi-Fold Door
DM1736 | Original bi-fold glass doors with black trim | 609
DM1736S | Original bi-fold glass doors with stainless steel trim | 659
Glass Doors - Gasketed
Gasketed Glass Door 36 Heat circulating model only
GGD36BK-B | Gasketed glass door, cabinet style, black (not for use on radiant units, circulating units only) | 1419
Mesh Doors - Operable
Grand Vista 36
GV36BK | Grand Vista cabinet style mesh doors - Black | 1199
Gas Logs - Log Set Option
DUZY2 Logs
DUZY2LS-18-24 | 4-piece Fiber Ceramic log set for use with 18/24" Radiant Burner | 379
DUZY2LS-30 | 4-piece Fiber Ceramic log set for use with 30" Radiant Burner | 449
DUZY3 Logs
DUZY3LS-18-24 | 6-piece Refractory Cement log set for use with 18/24" Radiant Burner | 449
DUZY3LS-30 | 6-piece Refractory Cement log set for use with 30" Radiant Burner | 519
DUZY5 Logs
DUZY5LS-18-24 | 8-piece Fiber Ceramic log set for use with 18/24" Radiant Burner | 519
DUZY5LS-30 | 8-piece Fiber Ceramic log set for use with 30" Radiant Burner | 629
Kindled Stack - Vented Gas Log Option
VTD-STCK18 | 18" Kindled Stack cement log set | 279
Timberland Oak - Vented Gas Log Option
VTD-OAK18 | 18" Timberland Oak cement log set | 249
Woodland Birch - Vented Gas Log Option
VTD-BRCH18 | 18" Woodland Birch cement log set | 259
Gas Logs - Burner Option Indoor
Double Tube - Vented Burner 18"
HTSP-R18-N | Double Tube Vented Burner - 18" Safety Pilot w/Remote Hi-Lo Natural Gas | 909
HTSP-R18-P | Double Tube Vented Burner - 18" Safety Pilot w/Remote Hi-Lo Propane | 909
Radiant Burner 18/24"
RB-18-24NI | 18"/24" Radiant Vented Burner Assembly IPI w/remote N.G. 50,000 BTUs | 1539
RB-18-24PI | 18"/24" Radiant Vented Burner Assembly IPI w/remote L.P. 50,000 BTUs | 1539
Radiant Burner 30"
RB-30PI | 30" Radiant Vented Burner Assembly IPI w/remote L.P. 65,000 BTUs | 1629
RB-30NI | 30" Radiant Vented Burner Assembly IPI w/remote N.G. 65,000 BTUs | 1629
Single Tube - Vented Burner 18"
STM18-N | Single Tube Vented Burner - 18" Manual Ignition Natural Gas | 299
STSP18-N | Single Tube Vented Burner - 18" Safety Pilot Ignition Natural Gas | 549
STSP18-P | Single Tube Vented Burner - 18" Safety Pilot Ignition Propane | 549
Fans
Blower
FK23 | 160 CFM fan kit (for use on circulating models only) Kit consists of fan, power cord w/plug (no control incl). | 329
Control, remotes, wall switches
Control, remotes, wall switches
SCVS | Variable Speed Control | 125
Floor Protector (HP)
Micore Hearth Extension - Hearth Extension
HX4M | Hearth extension for all size models 5pcs (48" x 20") & 5pcs (22" x 20") to equal 5 full sheets at (70"x 20"x 1/2") | 449
Venting
Insulated Flex Duct - Chimney Air Kits/Flex Duct
ID4 | 4" (100mm) insulated flex duct for outside air - includes two 42" (1065mm) sections | 91
Outside Air Kit
AK22 | Outside air kit - (flex not included) | 17
Uninsulated Flex Duct - Chimney Air Kits/Flex Duct
UD4 | 4" (100mm) uninsulated flex duct for outside air - includes two 42" (1065mm) sections | 58
SL300 Series Pipe - Comp - SngPk - Chimney Air Kits/Flex Duct Dimensions: 8" Inner / 10.5" Outer
CAK4A | Chimney air kit (for SL300 series chimney systems only) | 132
Venting Notes
Uses SL300 series chimney
Attic insulation shield standard
Sovereign 42
Includes: | Â
Traditional full refractory lining
Safety firescreen
Dual gas knockouts
Steel grate
Front access damper handle
Attic insulation shield
Ash lip
UL/ULC Listed
No additional items required to complete.
Â | Â | MSRP USD
SA42R | 42" Radiant Fireplace | 2089
SA42C | 42" Heat Circulating Fireplace | 2089
Glass Doors - Operable
Glass Bi-Fold Door
DM1742 | Original bi-fold glass doors with black trim | 739
DM1742S | Original bi-fold glass doors with stainless steel trim | 799
Glass Doors - Gasketed
Gasketed Glass Door 42 Heat circulating model only
GGD42BK-B | Gasketed glass door, cabinet style, black (not for use on radiant units, circulating units only) | 1539
Mesh Doors - Operable
Grand Vista 42
GV42BK | Grand Vista cabinet style mesh doors - Black | 1379
Gas Logs - Log Set Option
DUZY2 Logs
DUZY2LS-18-24 | 4-piece Fiber Ceramic log set for use with 18/24" Radiant Burner | 379
DUZY2LS-30 | 4-piece Fiber Ceramic log set for use with 30" Radiant Burner | 449
DUZY3 Logs
DUZY3LS-18-24 | 6-piece Refractory Cement log set for use with 18/24" Radiant Burner | 449
DUZY3LS-30 | 6-piece Refractory Cement log set for use with 30" Radiant Burner | 519
DUZY5 Logs
DUZY5LS-18-24 | 8-piece Fiber Ceramic log set for use with 18/24" Radiant Burner | 519
DUZY5LS-30 | 8-piece Fiber Ceramic log set for use with 30" Radiant Burner | 629
Kindled Stack - Vented Gas Log Option
VTD-STCK24 | 24" Kindled Stack cement log set | 339
Timberland Oak - Vented Gas Log Option
VTD-OAK24 | 24" Timberland Oak cement log set | 309
Woodland Birch - Vented Gas Log Option
VTD-BRCH24 | 24" Woodland Birch cement log set | 319
Gas Logs - Burner Option Indoor
Double Tube - Vented Burner 24"
HTSP-R24-P | Double Tube Vented Burner - 24" Safety Pilot w/Remote Hi-Lo Propane | 939
HTSP-R24-N | Double Tube Vented Burner - 24" Safety Pilot w/Remote Hi-Lo Natural Gas | 939
Radiant Burner 18/24"
RB-18-24NI | 18"/24" Radiant Vented Burner Assembly IPI w/remote N.G. 50,000 BTUs | 1539
RB-18-24PI | 18"/24" Radiant Vented Burner Assembly IPI w/remote L.P. 50,000 BTUs | 1539
Radiant Burner 30"
RB-30PI | 30" Radiant Vented Burner Assembly IPI w/remote L.P. 65,000 BTUs | 1629
RB-30NI | 30" Radiant Vented Burner Assembly IPI w/remote N.G. 65,000 BTUs | 1629
Single Tube - Vented Burner 24"
STM24-N | Single Tube Vented Burner - 24" Manual Ignition Natural Gas | 359
STSP24-N | Single Tube Vented Burner - 24" Safety Pilot Ignition Natural Gas | 559
STSP24-P | Single Tube Vented Burner - 24" Safety Pilot Ignition Propane | 559
Fans
Blower
FK23 | 160 CFM fan kit (for use on circulating models only) Kit consists of fan, power cord w/plug (no control incl). | 329
Control, remotes, wall switches
Control, remotes, wall switches
SCVS | Variable Speed Control | 125
Floor Protector (HP)
Micore Hearth Extension - Hearth Extension
HX4M | Hearth extension for all size models 5pcs (48" x 20") & 5pcs (22" x 20") to equal 5 full sheets at (70"x 20"x 1/2") | 449
Venting
Insulated Flex Duct - Chimney Air Kits/Flex Duct
ID4 | 4" (100mm) insulated flex duct for outside air - includes two 42" (1065mm) sections | 91
Outside Air Kit
AK22 | Outside air kit - (flex not included) | 17
Uninsulated Flex Duct - Chimney Air Kits/Flex Duct
UD4 | 4" (100mm) uninsulated flex duct for outside air - includes two 42" (1065mm) sections | 58
SL300 Series Pipe - Comp - SngPk - Chimney Air Kits/Flex Duct Dimensions: 8" Inner / 10.5" Outer
CAK4A | Chimney air kit (for SL300 series chimney systems only) | 132
Venting Notes
Uses SL300 series chimney
Attic insulation shield standard
WarmMajic-II
Includes: | Â
Up to 68,200 Btu/Hour Output | Lined with firebrick
Ceramic glass | Attic insulation shield
Junction box
Duel fans
Arched steel faced
Cast iron arch doors
CAK4A
Outside air hood
Special Considerations:
Advanced Install Product training required before product ships
Certified to 2020 EPA emissions standards
No additional items required to complete.
Â | Â | MSRP USD
WARMMAJIC-D | Wood fireplace with black cabinet style doors | 6649
Options & Accessories
Finishing Template
TMP-MED-ARC | Metal Finishing Template - Arched | 219
Firescreen Mesh
MESH-HHT-C | Firescreen | 329
Lintel Bar
LINTELBAR-HHT | Lintel bar | 379
Heat Management
Heat Zone Kit
HEAT-ZONE-WD-C | Heat distribution kit (includes fan, grille cover, fireplace adaptor, and adjustment control) requires 6" vent for ducting | 409
Floor Protector (HP)
Micore Hearth Extension - Hearth Extension
HX4M | Hearth extension for all size models 5pcs (48" x 20") & 5pcs (22" x 20") to equal 5 full sheets at (70"x 20"x 1/2") | 449
Venting
Outside Air Kit
OA-RD-6 | Outside air elbow kit (used to offset outside air starting collar) | 63
Venting Notes
Requires SL300 or 8" DuraPlus pipe with the DuraPlus base plate. See venting section
When using 8" DuraPlus must use DV-6DP-IS attic insulation shield
Majestic | Fireplace - Wood - Multi-Sided
Prices in USD
Page printed 2/6/2026, 10:31:59 AM CST | Non-stock and custom product cannot be cancelled.
Future pricing effective for orders placed on or after 4/6/2026
* Please Contact Who You Purchase This Through for MSRP Pricing | Customer is responsible for freight for orders made outside of assigned RDC facility.
Designer Series See-Through 42
Includes: | Â
Full refractory lining | UL/ULC Listed
Powder coat finish
Safety firescreen
Dual gas knockouts
Steel grate
Damper
Outside air kit
Attic insulation shield
Required to Complete - Sold Separately: | Flex Venting for Outside Air
Â | Â | MSRP USD
DSR42 | 42" See-Thru Radiant Wood Burning Fireplace | 4039
Glass Doors - Operable
Glass Bi-Fold Door
DM1242 | Original bi-fold glass doors with black trim | 729
Floor Protector (HP)
Micore Hearth Extension - Hearth Extension
HX4M | Hearth extension for all size models 5pcs (48" x 20") & 5pcs (22" x 20") to equal 5 full sheets at (70"x 20"x 1/2") | 449
Venting
Insulated Flex Duct - Chimney Air Kits/Flex Duct
ID4 | 4" (100mm) insulated flex duct for outside air - includes two 42" (1065mm) sections | 91
Uninsulated Flex Duct - Chimney Air Kits/Flex Duct
UD4 | 4" (100mm) uninsulated flex duct for outside air - includes two 42" (1065mm) sections | 58
SL400 Series Pipe - Term Kits & Acc - Sng Pk - Chimney Air Kits/Flex Duct
CAK5A | Chimney air kit for SL1100 and SL400 series pipe (required in Canada) | 149
Venting Notes
Outside air kit standard
U.S. uses SL1100 series chimney. Canada uses SL400 series chimney and requires SLA-10
Attic insulation shield standard
Majestic | Insert - Gas
Prices in USD
Page printed 2/6/2026, 10:31:59 AM CST | Non-stock and custom product cannot be cancelled.
Future pricing effective for orders placed on or after 4/6/2026
* Please Contact Who You Purchase This Through for MSRP Pricing | Customer is responsible for freight for orders made outside of assigned RDC facility.
Jasper Insert 30"
Includes: | Â
21,000 - 30,000 BTU/Hour Input (NG) | 6 Ceramic Fiber Split Logs
19,600 - 28,000 BTU/Hour Input (LP)
IntelliFire Ignition System
Ceramic Glass
Glowing Embers/Lava Rock
Battery Back Up
Electrical Cord - 10' 3" Left, X 7' 6" Right
Gas Flex Connector
Special Considerations:
LP requires conversion, order LPK-MI-IPI
Required to Complete - Sold Separately: | Front Surround
Â | Â | MSRP USD
JASPER30IN | Jasper Medium 30" direct vent gas insert with IPI ignition system (NG) | 2319
Fronts - Non-Operable (Required to Complete)
Clean Screen
CSFI30BK | Clean 30" screen front - Black | 449
CSFI30NB | Clean 30" screen front - New Bronze | 469
Contemporary Arched Front
CASFI30BK | Contemporary Arch 30" screen front - Black | 499
CASFI30NB | Contemporary Arch 30" screen front - New Bronze | 529
Inside Fit
INFIT-30-BK | Inside fit 30" screen front - Black | 399
Metal Surrounds (Required to Complete)
Surrounds - Small
MI30-4027-BK | Small 30" surround 40" x 27" - Black | 409
MI30-4027-NB | Small 30" surround 40" x 27" - New Bronze | 439
Surrounds - Medium
MI30-4230D-BK | Medium 30" surround 42" x 30" x 2" deep - Black | 439
MI30-4230-BK | Medium 30" surround 42" x 30" - Black | 439
MI30-4230-NB | Medium 30" surround 42" x 30" - New Bronze | 469
Surrounds - Large
MI30-4432-BK | Large 30" surround 44" x 32" - Black | 469
MI30-4432-NB | Large 30" surround 44" x 32" - New Bronze | 509
Custom Surround
MI30-5040CS-BK | On site 30" customizable surround - 50" w x 40" h (comes 4 sided with a 6" bottom, can be trimmed to make 3 sided) | 529
CUST-SRND-MI | Custom surround metal inserts (see custom surround order form for details) | 909
Venting (Required to Complete)
Gas Insert Venting - 30/30 Termination Kits
LINK-DV4-30B | Direct vent insert kit - one 4 - liner, one 30 - liner, plus term cap components | 579
LINK-DV30B | Direct vent insert kit - two 30 - liners, plus term cap components | 689
LINKSQB-DV4-30 | Direct vent insert kit - one 4 - liner, one 30 - liner, plus black term cap components | 689
LINKSQB-DV30 | Direct vent insert kit - two 30 - liners, plus black term cap components | 769
LINKSQC-DV30 | Direct vent insert kit - two 30" liners, plus faux copper term cap components | 829
Gas Insert Venting - Components
LINK-ZC-ADPB | 14 1/2" round flashing adapter kit (for use with existing liner kits when using Class A pipe) | 94
Conversion Kit
Conversion Kit
LPK-MI-IPI | LP conversion kit for metal insert with IPI | 0
Refractory Upgrade
Fiber Refractory
BRICKMI30CR | Traditional 30" Brick interior panels - Cottage Red | 319
BRICKMI30TB | Traditional 30" Brick interior panels - Tavern Brown | 319
Fans
Fan
GFK-160C | Fan kit 160 CFM (fan only) | 269
GFK-160A | Fan kit 160 CFM (includes rheostat and temperature sensor) | 329
Control, remotes, wall switches
Smart Stat Remote Control
SMART-STAT-HHT | Remote Control - IPI or SP (on/off, temp readout, thermostat mode, timer mode) | 299
Venting Notes
Requires: LINK-DV30B, LINKSQB-DV30, LINKSQC-DV30, LINK-DV4-30B, LINKSQB-DV-30 or LINKSQC-DV4-30 flex liner kit. Refer to Venting section.
Ruby Insert 25"
Includes: | Â
18,900 - 27,000 BTU/Hour Input (NG) | Battery Back Up
17,500 - 25,000 BTU/Hour Input (LP) | Electrical Cord - 10' 6" Left, X 8" Right
IntelliFire Touch Ignition System | Gas Flex Connector
RC400 Remote Control | 7 Ceramic Fiber Split Logs
GFK-160A Variable Fan
Decorative Brick Base
Ceramic Glass
Glowing Embers/Mystic Embers
Required to Complete - Sold Separately: | Front Surround
Â | Â | MSRP USD
RUBY25IN | Ruby small 25" direct vent gas insert with intellifire touch ignition system (NG) | 2929
RUBY25IL | Ruby small 25" direct vent gas insert with intellifire touch ignition system (LP) | 2869
Fronts - Non-Operable (Required to Complete)
Clean Screen
CSFI25BK | Clean 25" screen front - Black | 429
CSFI25NB | Clean 25" screen front - New Bronze | 449
Contemporary Arched Front
CASFI25BK | Contemporary Arch 25" screen front - Black | 469
CASFI25NB | Contemporary Arch 25" screen front - New Bronze | 499
Inside Fit
INFIT-25-BK | Inside fit 25" screen front - Black | 369
Metal Surrounds (Required to Complete)
Surrounds - Small
MI25-3523-BK | Small 25" surround 35" x 23" - Black | 389
MI25-3523-NB | Small 25" surround 35" x 23" - New Bronze | 419
Surrounds - Medium
MI25-3726-BK | Medium 25" surround 37" x 26" - Black | 409
MI25-3726-NB | Medium 25" surround 37" x 26" - New Bronze | 439
Surrounds - Large
MI25-3928-BK | Large 25" surround 39" x 28" - Black | 449
MI25-3928-NB | Large 25" surround 39" x 28" - New Bronze | 489
Custom Surround
MI-USBC-RELO | Relocation kit for USB-C and reset switch from surround to under the front. For use when using inside fit or onsite surround. | 39
MI25-5040CS-BK | On site 25" customizable surround - 50" w x 40" h (comes 4 sided with a 6" bottom, can be trimmed to make 3 sided) | 509
CUST-SRND-MI | Custom surround metal inserts (see custom surround order form for details) | 909
Venting (Required to Complete)
Gas Insert Venting - 30/30 Termination Kits
LINK-DV4-30B | Direct vent insert kit - one 4 - liner, one 30 - liner, plus term cap components | 579
LINK-DV30B | Direct vent insert kit - two 30 - liners, plus term cap components | 689
LINKSQB-DV4-30 | Direct vent insert kit - one 4 - liner, one 30 - liner, plus black term cap components | 689
LINKSQB-DV30 | Direct vent insert kit - two 30 - liners, plus black term cap components | 769
LINKSQC-DV30 | Direct vent insert kit - two 30" liners, plus faux copper term cap components | 829
Gas Insert Venting - Components
LINK-ZC-ADPB | 14 1/2" round flashing adapter kit (for use with existing liner kits when using Class A pipe) | 94
Liner Kit
Glass Liner
LINER-BK-25 | Reflective Black Glass Liner 25" traditional units | 549
Refractory Upgrade
Fiber Refractory
BRICKMI25TB | Traditional 25" Brick interior panels - Tavern Brown | 309
BRICKMI25CR | Traditional 25" Brick interior panels - Cottage Red | 309
Fans
Fan
GFK-160C | Fan kit 160 CFM (fan only) | 269
GFK-160A | Fan kit 160 CFM (includes rheostat and temperature sensor) | 329
Control, remotes, wall switches
Battery Back Up
BATTERY-WSK | Battery backup wall switch kit for units with IFT control systems. Includes: On/Off Wall Switch, USB-C Port, Battery Backup, Cover Plate, 12' Wire Harness | 199
IntelliFire app
IFT-WFM | IntelliFire Wi-Fi Module that works with the IntelliFire iOS and Android app. Use to control all the features of your fireplace via a smart device. An RC400, RC450 or RC150 is required for thermostat control | 239
Remote/Wall Switch/Wall Thermostat
IFT-RC150 | IntelliFire Touch white wireless wall switch (on/off, cold climate, battery strength | 124
Touch Screen Remote
IFT-RC400 | IntelliFire Touch black remote control, docking station and auxiliary control module (on/off, flame height, thermostat mode, fan control, child lock, cold climate, timer mode, hot indicator, lights, on-screen maintenance and troubleshooting notifications) | 399
Venting Notes
Requires: LINK-DV30B, LINKSQB-DV30, LINKSQC-DV30, LINK-DV4-30B, LINKSQB-DV-30 or LINKSQC-DV4-30 flex liner kit. Refer to Venting section.
Ruby Insert 30"
Includes: | Â
22,890 - 32,700 BTU/Hour Input (NG) | Battery Back Up
22,400 - 32,000 BTU/Hour Input (LP) | Electrical Cord - 10' 3" Left, X 7' 6" Right
IntelliFire Touch Ignition System | Gas Flex Connector
RC400 Remote Control | 8 Ceramic Fiber Split Logs
GFK-160A Variable Fan
Decorative Brick Base
Ceramic Glass
Glowing Embers/Mystic Embers
Special Considerations:
If changing media, follow required number of bags below:
--> Crushed Glass: 2 bags --> Natural Stones: 2 bags
Required to Complete - Sold Separately: | Front Surround
Â | Â | MSRP USD
RUBY30IN | Ruby medium 30" direct vent gas insert with intellifire touch ignition system (NG) | 3109
RUBY30IL | Ruby medium 30" direct vent gas insert with intellifire touch ignition system (LP) | 3109
Fronts - Non-Operable (Required to Complete)
Clean Screen
CSFI30BK | Clean 30" screen front - Black | 449
CSFI30NB | Clean 30" screen front - New Bronze | 469
Contemporary Arched Front
CASFI30BK | Contemporary Arch 30" screen front - Black | 499
CASFI30NB | Contemporary Arch 30" screen front - New Bronze | 529
Inside Fit
INFIT-30-BK | Inside fit 30" screen front - Black | 399
Metal Surrounds (Required to Complete)
Surrounds - Small
MI30-4027-BK | Small 30" surround 40" x 27" - Black | 409
MI30-4027-NB | Small 30" surround 40" x 27" - New Bronze | 439
Surrounds - Medium
MI30-4230-BK | Medium 30" surround 42" x 30" - Black | 439
MI30-4230D-BK | Medium 30" surround 42" x 30" x 2" deep - Black | 439
MI30-4230-NB | Medium 30" surround 42" x 30" - New Bronze | 469
Surrounds - Large
MI30-4432-BK | Large 30" surround 44" x 32" - Black | 469
MI30-4432-NB | Large 30" surround 44" x 32" - New Bronze | 509
Custom Surround
MI-USBC-RELO | Relocation kit for USB-C and reset switch from surround to under the front. For use when using inside fit or onsite surround. | 39
MI30-5040CS-BK | On site 30" customizable surround - 50" w x 40" h (comes 4 sided with a 6" bottom, can be trimmed to make 3 sided) | 529
CUST-SRND-MI | Custom surround metal inserts (see custom surround order form for details) | 909
Venting (Required to Complete)
Gas Insert Venting - 30/30 Termination Kits
LINK-DV4-30B | Direct vent insert kit - one 4 - liner, one 30 - liner, plus term cap components | 579
LINK-DV30B | Direct vent insert kit - two 30 - liners, plus term cap components | 689
LINKSQB-DV4-30 | Direct vent insert kit - one 4 - liner, one 30 - liner, plus black term cap components | 689
LINKSQB-DV30 | Direct vent insert kit - two 30 - liners, plus black term cap components | 769
LINKSQC-DV30 | Direct vent insert kit - two 30" liners, plus faux copper term cap components | 829
Gas Insert Venting - Components
LINK-ZC-ADPB | 14 1/2" round flashing adapter kit (for use with existing liner kits when using Class A pipe) | 94
Hearth Kit
Upgrade Kit
CKRUBY30 | Contemporary conversion kit Ruby 30" insert (includes 1 bag Onyx, 1 bag Diamond media); not approved for use with Fiber Refractory or Light Kit (MI-ALK) | 529
Media
Driftwood Logs
DWLG-MI-MAJ | Driftwood Log set (requires CKRUBY30 or CKRUBY35 with media installed) | 289
Media
GLASS-BZ | Glass, Bronze (1 bag) | 74
GLASS-DM | Glass, Diamond (1 bag) | 74
GLASS-OY | Glass, Onyx (1 bag) | 74
GLASS-SP | Glass, Sapphire (1 bag) | 74
Stones
STONES-NATURAL | Natural stones (1 bag) | 118
Lighting
Accent Light Kit
MI-ALK | Ambient Light Kit (not for use in 25" models) (Not recommended for use with Reflective Black Glass Liner) | 539
Liner Kit
Glass Liner
LINER-MOD30-BK | Reflective Black Glass Liner for 30" contemporary units | 589
LINER-BK-30 | Reflective Black Glass Liner 30" traditional units | 589
Refractory Upgrade
Fiber Refractory
BRICKMI30TB | Traditional 30" Brick interior panels - Tavern Brown | 319
BRICKMI30CR | Traditional 30" Brick interior panels - Cottage Red | 319
Fans
Fan
GFK-160C | Fan kit 160 CFM (fan only) | 269
GFK-160A | Fan kit 160 CFM (includes rheostat and temperature sensor) | 329
Control, remotes, wall switches
Battery Back Up
BATTERY-WSK | Battery backup wall switch kit for units with IFT control systems. Includes: On/Off Wall Switch, USB-C Port, Battery Backup, Cover Plate, 12' Wire Harness | 199
IntelliFire app
IFT-WFM | IntelliFire Wi-Fi Module that works with the IntelliFire iOS and Android app. Use to control all the features of your fireplace via a smart device. An RC400, RC450 or RC150 is required for thermostat control | 239
Remote/Wall Switch/Wall Thermostat
IFT-RC150 | IntelliFire Touch white wireless wall switch (on/off, cold climate, battery strength | 124
Touch Screen Remote
IFT-RC400 | IntelliFire Touch black remote control, docking station and auxiliary control module (on/off, flame height, thermostat mode, fan control, child lock, cold climate, timer mode, hot indicator, lights, on-screen maintenance and troubleshooting notifications) | 399
Venting Notes
Requires: LINK-DV30B, LINKSQB-DV30, LINKSQC-DV30, LINK-DV4-30B, LINKSQB-DV-30 or LINKSQC-DV4-30 flex liner kit. Refer to Venting section.
Ruby Insert 35"
Includes: | Â
24,500 - 35,000 BTU/Hour Input (NG) | Battery Back Up
24,500 - 35,000 BTU/Hour Input (LP) | Electrical Cord - 10'" Left, X 7" Right
IntelliFire Touch Ignition System | Gas Flex Connector
RC400 Remote Control | 9 Ceramic Fiber Split Logs
GFK-160A Variable Fan
Decorative Brick Base
Ceramic Glass
Glowing Embers/Mystic Embers
Special Considerations:
If changing media, follow required number of bags below:
--> Crushed Glass: 2 bags
--> Natural Stones: 2 bags
Required to Complete - Sold Separately: | Front Surround
Â | Â | MSRP USD
RUBY35IL | Ruby large 35" direct vent gas insert with intellifire touch ignition system (LP) | 3249
RUBY35IN | Ruby large 35" direct vent gas insert with intellifire touch ignition system (NG) | 3249
Fronts - Non-Operable (Required to Complete)
Clean Screen
CSFI35BK | Clean 35" screen front - Black | 469
CSFI35NB | Clean 35" screen front - New Bronze | 499
Contemporary Arched Front
CASFI35BK | Contemporary Arch 35" screen front - Black | 519
CASFI35NB | Contemporary Arch 35" screen front - New Bronze | 549
Inside Fit
INFIT-35-BK | Inside fit 35" screen front - Black | 429
Metal Surrounds (Required to Complete)
Surrounds - Small
MI35-4229-BK | Small 35" surround 42" x 29" - Black | 439
MI35-4229-NB | Small 35" surround 42" x 29" - New Bronze | 469
Surrounds - Medium
MI35-4432D-BK | Medium 35" surround 44" x 32" x 2" deep - Black | 459
MI35-4432-BK | Medium 35" surround 44" x 32" - Black | 459
MI35-4432-NB | Medium 35" surround 44" x 32" - New Bronze | 489
Surrounds - Large
MI35-4832-BK | Large 35" surround 48" x 32" - Black | 499
MI35-4832-NB | Large 35" surround 48" x 32" - New Bronze | 539
Custom Surround
MI-USBC-RELO | Relocation kit for USB-C and reset switch from surround to under the front. For use when using inside fit or onsite surround. | 39
MI35-5040CS-BK | On site 35" customizable surround - 50" w x 40" h (comes 4 sided with a 5" bottom, can be trimmed to make 3 sided) | 549
CUST-SRND-MI | Custom surround metal inserts (see custom surround order form for details) | 909
Venting (Required to Complete)
Gas Insert Venting - 30/30 Termination Kits
LINK-DV4-30B | Direct vent insert kit - one 4 - liner, one 30 - liner, plus term cap components | 579
LINKSQB-DV4-30 | Direct vent insert kit - one 4 - liner, one 30 - liner, plus black term cap components | 689
LINK-DV30B | Direct vent insert kit - two 30 - liners, plus term cap components | 689
LINKSQB-DV30 | Direct vent insert kit - two 30 - liners, plus black term cap components | 769
LINKSQC-DV30 | Direct vent insert kit - two 30" liners, plus faux copper term cap components | 829
Gas Insert Venting - Components
LINK-ZC-ADPB | 14 1/2" round flashing adapter kit (for use with existing liner kits when using Class A pipe) | 94
Hearth Kit
Upgrade Kit
CKRUBY35 | Contemporary conversion kit Ruby 35" insert (includes 1 bag Onyx, 1 bag Diamond media); not approved for use with Fiber Refractory or light kit (MI-ALK) | 659
Media
Driftwood Logs
DWLG-MI-MAJ | Driftwood Log set (requires CKRUBY30 or CKRUBY35 with media installed) | 289
Media
GLASS-BZ | Glass, Bronze (1 bag) | 74
GLASS-DM | Glass, Diamond (1 bag) | 74
GLASS-OY | Glass, Onyx (1 bag) | 74
GLASS-SP | Glass, Sapphire (1 bag) | 74
Stones
STONES-NATURAL | Natural stones (1 bag) | 118
Lighting
Accent Light Kit
MI-ALK | Ambient Light Kit (not for use in 25" models) (Not recommended for use with Reflective Black Glass Liner) | 539
Liner Kit
Glass Liner
LINER-BK-35 | Reflective Black Glass Liner 35" traditional units | 619
LINER-MOD35-BK | Reflective Black Glass Liner for 35" contemporary units | 719
Refractory Upgrade
Fiber Refractory
BRICKMI35TB | Traditional 35" Brick interior panels - Tavern Brown | 329
BRICKMI35CR | Traditional 35" Brick interior panels - Cottage Red | 329
Fans
Fan
GFK-160C | Fan kit 160 CFM (fan only) | 269
GFK-160A | Fan kit 160 CFM (includes rheostat and temperature sensor) | 329
Control, remotes, wall switches
Battery Back Up
BATTERY-WSK | Battery backup wall switch kit for units with IFT control systems. Includes: On/Off Wall Switch, USB-C Port, Battery Backup, Cover Plate, 12' Wire Harness | 199
IntelliFire app
IFT-WFM | IntelliFire Wi-Fi Module that works with the IntelliFire iOS and Android app. Use to control all the features of your fireplace via a smart device. An RC400, RC450 or RC150 is required for thermostat control | 239
Remote/Wall Switch/Wall Thermostat
IFT-RC150 | IntelliFire Touch white wireless wall switch (on/off, cold climate, battery strength | 124
Touch Screen Remote
IFT-RC400 | IntelliFire Touch black remote control, docking station and auxiliary control module (on/off, flame height, thermostat mode, fan control, child lock, cold climate, timer mode, hot indicator, lights, on-screen maintenance and troubleshooting notifications) | 399
Venting Notes
Requires: LINK-DV30B, LINKSQB-DV30, LINKSQC-DV30, LINK-DV4-30B, LINKSQB-DV-30 or LINKSQC-DV4-30 flex liner kit. Refer to Venting section.
Ruby Platinum 30
Includes: | Â
18,900 - 27,000 BTU/Hour Input (NG) | Battery Back Up
17,500 - 25,000 BTU/Hour Input (LP) | Electrical Cord - 10' 3" Left, X 7' 6" Right
IntelliFire Touch Ignition System | Gas Flex Connector
RC450 Remote Control | 8 Ceramic Fiber Logs
GFK-160A Variable Fan | LED Ember Bed
Decorative Brick Base
Ceramic Glass
Glowing Embers/Mystic Embers
Required to Complete - Sold Separately: | Front Surround
Â | Â | MSRP USD
RUBYP30IL | 30* METAL INSERT,IFT,LP | 3579
RUBYP30IN | 30* METAL INSERT,IFT,NG | 3579
RUBYP30IN-BIR | 30* METAL INSERT,IFT,NG | 3789
Fronts - Non-Operable (Required to Complete)
Clean Screen
CSFI30BK | Clean 30" screen front - Black | 449
CSFI30NB | Clean 30" screen front - New Bronze | 469
Contemporary Arched Front
CASFI30BK | Contemporary Arch 30" screen front - Black | 499
CASFI30NB | Contemporary Arch 30" screen front - New Bronze | 529
Inside Fit
INFIT-30-BK | Inside fit 30" screen front - Black | 399
Metal Surrounds (Required to Complete)
Surrounds - Small
MI30-4027-BK | Small 30" surround 40" x 27" - Black | 409
MI30-4027-NB | Small 30" surround 40" x 27" - New Bronze | 439
Surrounds - Medium
MI30-4230-BK | Medium 30" surround 42" x 30" - Black | 439
MI30-4230D-BK | Medium 30" surround 42" x 30" x 2" deep - Black | 439
MI30-4230-NB | Medium 30" surround 42" x 30" - New Bronze | 469
Surrounds - Large
MI30-4432-BK | Large 30" surround 44" x 32" - Black | 469
MI30-4432-NB | Large 30" surround 44" x 32" - New Bronze | 509
Custom Surround
MI-USBC-RELO | Relocation kit for USB-C and reset switch from surround to under the front. For use when using inside fit or onsite surround. | 39
MI30-5040CS-BK | On site 30" customizable surround - 50" w x 40" h (comes 4 sided with a 6" bottom, can be trimmed to make 3 sided) | 529
CUST-SRND-MI | Custom surround metal inserts (see custom surround order form for details) | 909
Venting (Required to Complete)
Gas Insert Venting - 30/30 Termination Kits
LINK-DV4-30B | Direct vent insert kit - one 4 - liner, one 30 - liner, plus term cap components | 579
LINK-DV30B | Direct vent insert kit - two 30 - liners, plus term cap components | 689
LINKSQB-DV4-30 | Direct vent insert kit - one 4 - liner, one 30 - liner, plus black term cap components | 689
LINKSQB-DV30 | Direct vent insert kit - two 30 - liners, plus black term cap components | 769
LINKSQC-DV30 | Direct vent insert kit - two 30" liners, plus faux copper term cap components | 829
Gas Insert Venting - Components
LINK-ZC-ADPB | 14 1/2" round flashing adapter kit (for use with existing liner kits when using Class A pipe) | 94
Liner Kit
Glass Liner
LINER-BK-30 | Reflective Black Glass Liner 30" traditional units | 589
Refractory Upgrade
Fiber Refractory
BRICKMI30TB | Traditional 30" Brick interior panels - Tavern Brown | 319
BRICKMI30CR | Traditional 30" Brick interior panels - Cottage Red | 319
Control, remotes, wall switches
Battery Back Up
BATTERY-WSK | Battery backup wall switch kit for units with IFT control systems. Includes: On/Off Wall Switch, USB-C Port, Battery Backup, Cover Plate, 12' Wire Harness | 199
IntelliFire app
IFT-WFM | IntelliFire Wi-Fi Module that works with the IntelliFire iOS and Android app. Use to control all the features of your fireplace via a smart device. An RC400, RC450 or RC150 is required for thermostat control | 239
Wall Switch
IFT-RC150U | Universally compatible with IntelliFire Touch and IntelliFire Touch 2.0 systems. White wireless wall switch for On/Off and Cold Climate control | 124
Venting Notes
Requires: LINK-DV30B, LINKSQB-DV30, LINKSQC-DV30, LINK-DV4-30B, LINKSQB-DV-30 or LINKSQC-DV4-30 flex liner kit. Refer to Venting section.
Trilliant Insert 25"
Includes: | Â
18,900 - 27,000 BTU/Hour Input (NG) | Ceramic Glass
17,500 - 25,000 BTU/Hour Input (LP) | Glowing Embers
IntelliFire Touch Ignition System | Battery Back Up
RC400 Remote Control | Electrical Cord - 10' 6" Left, X 8' Right
GFK-160A Variable Fan | Gas Flex Connector
Heat Exchanger Tubes
Canyon Brown Brick Interior
Decorative Brick Base
Required to Complete - Sold Separately: | Front Surround Venting
Â | Â | MSRP USD
TRILLIANT25IL | Trilliant small 25" direct vent gas insert with intellifire touch ignition system (LP) | 3319
TRILLIANT25IN | Trilliant small 25" direct vent gas insert with intellifire touch ignition system (NG) | 3319
Fronts - Non-Operable (Required to Complete)
Clean Screen
CSFI25BK | Clean 25" screen front - Black | 429
CSFI25NB | Clean 25" screen front - New Bronze | 449
Forged Arch
FA-TRI25-BK | Forged Arch 25" screen front - Black | 1449
Inside Fit
INFIT-25-BK | Inside fit 25" screen front - Black | 369
Mission Fullview
MFV-TRI25-BK | Mission Full View 25" screen front - Black | 519
MFV-TRI25-NB | Mission Full View 25" screen front - New Bronze | 569
Tuscan Arch
TA-TRI25-BK | Tuscan Arch 25" screen front - Black | 719
TA-TRI25-NB | Tuscan Arch 25" screen front - New Bronze | 769
Metal Surrounds (Required to Complete)
Surrounds - Small
MI25-3523-BK | Small 25" surround 35" x 23" - Black | 389
MI25-3523-NB | Small 25" surround 35" x 23" - New Bronze | 419
Surrounds - Medium
MI25-3726-BK | Medium 25" surround 37" x 26" - Black | 409
MI25-3726-NB | Medium 25" surround 37" x 26" - New Bronze | 439
Surrounds - Large
MI25-3928-BK | Large 25" surround 39" x 28" - Black | 449
MI25-3928-NB | Large 25" surround 39" x 28" - New Bronze | 489
Custom Surround
MI-USBC-RELO | Relocation kit for USB-C and reset switch from surround to under the front. For use when using inside fit or onsite surround. | 39
MI25-5040CS-BK | On site 25" customizable surround - 50" w x 40" h (comes 4 sided with a 6" bottom, can be trimmed to make 3 sided) | 509
CUST-SRND-MI | Custom surround metal inserts (see custom surround order form for details) | 909
Venting (Required to Complete)
Gas Insert Venting - 30/30 Termination Kits
LINK-DV4-30B | Direct vent insert kit - one 4 - liner, one 30 - liner, plus term cap components | 579
LINK-DV30B | Direct vent insert kit - two 30 - liners, plus term cap components | 689
LINKSQB-DV4-30 | Direct vent insert kit - one 4 - liner, one 30 - liner, plus black term cap components | 689
LINKSQB-DV30 | Direct vent insert kit - two 30 - liners, plus black term cap components | 769
LINKSQC-DV30 | Direct vent insert kit - two 30" liners, plus faux copper term cap components | 829
Gas Insert Venting - Components
LINK-ZC-ADPB | 14 1/2" round flashing adapter kit (for use with existing liner kits when using Class A pipe) | 94
Liner Kit
Glass Liner
LINER-BK-25 | Reflective Black Glass Liner 25" traditional units | 549
Fans
Fan
GFK-160C | Fan kit 160 CFM (fan only) | 269
GFK-160A | Fan kit 160 CFM (includes rheostat and temperature sensor) | 329
Control, remotes, wall switches
IntelliFire app
IFT-WFM | IntelliFire Wi-Fi Module that works with the IntelliFire iOS and Android app. Use to control all the features of your fireplace via a smart device. An RC400, RC450 or RC150 is required for thermostat control | 239
Remote/Wall Switch/Wall Thermostat
IFT-RC150 | IntelliFire Touch white wireless wall switch (on/off, cold climate, battery strength | 124
Touch Screen Remote
IFT-RC400 | IntelliFire Touch black remote control, docking station and auxiliary control module (on/off, flame height, thermostat mode, fan control, child lock, cold climate, timer mode, hot indicator, lights, on-screen maintenance and troubleshooting notifications) | 399
Venting Notes
Requires: LINK-DV30B, LINKSQB-DV30, LINKSQC-DV30, LINK-DV4-30B, LINKSQB-DV-30 or LINKSQC-DV4-30 flex liner kit. Refer to Venting section.
Trilliant Insert 30"
Includes: | Â
22,890 - 32,700 BTU/Hour Input (NG) | Decorative Brick Base
22,400 - 32,000 BTU/Hour Input (LP) | Ceramic Glass
IntelliFire Touch Ignition System | Glowing Embers
RC400 Remote Control | Battery Back Up
GFK-160A Variable Fan | Electrical Cord - 10' 3" Left, X 7' 6" Right
Heat Exchanger Tubes | Gas Flex Connector
Accent Lights
Canyon Brown Brick Interior
Required to Complete - Sold Separately: | Front Surround Venting
Â | Â | MSRP USD
TRILLIANT30IL | Trilliant medium 30" direct vent gas insert with intellifire touch ignition system (LP) | 3479
TRILLIANT30IN | Trilliant medium 30" direct vent gas insert with intellifire touch ignition system (NG) | 3479
Fronts - Non-Operable (Required to Complete)
Clean Screen
CSFI30BK | Clean 30" screen front - Black | 449
CSFI30NB | Clean 30" screen front - New Bronze | 469
Forged Arch
FA-TRI30-BK | Forged Arch 30" screen front - Black | 1499
Inside Fit
INFIT-30-BK | Inside fit 30" screen front - Black | 399
Mission Fullview
MFV-TRI30-BK | Mission Full View 30" screen front - Black | 569
MFV-TRI30-NB | Mission Full View 30" screen front - New Bronze | 619
Tuscan Arch
TA-TRI30-BK | Tuscan Arch 30" screen front - Black | 769
TA-TRI30-NB | Tuscan Arch 30" screen front - New Bronze | 829
Metal Surrounds (Required to Complete)
Surrounds - Small
MI30-4027-BK | Small 30" surround 40" x 27" - Black | 409
MI30-4027-NB | Small 30" surround 40" x 27" - New Bronze | 439
Surrounds - Medium
MI30-4230D-BK | Medium 30" surround 42" x 30" x 2" deep - Black | 439
MI30-4230-BK | Medium 30" surround 42" x 30" - Black | 439
MI30-4230-NB | Medium 30" surround 42" x 30" - New Bronze | 469
Surrounds - Large
MI30-4432-BK | Large 30" surround 44" x 32" - Black | 469
MI30-4432-NB | Large 30" surround 44" x 32" - New Bronze | 509
Custom Surround
MI-USBC-RELO | Relocation kit for USB-C and reset switch from surround to under the front. For use when using inside fit or onsite surround. | 39
MI30-5040CS-BK | On site 30" customizable surround - 50" w x 40" h (comes 4 sided with a 6" bottom, can be trimmed to make 3 sided) | 529
CUST-SRND-MI | Custom surround metal inserts (see custom surround order form for details) | 909
Venting (Required to Complete)
Gas Insert Venting - 30/30 Termination Kits
LINK-DV4-30B | Direct vent insert kit - one 4 - liner, one 30 - liner, plus term cap components | 579
LINK-DV30B | Direct vent insert kit - two 30 - liners, plus term cap components | 689
LINKSQB-DV4-30 | Direct vent insert kit - one 4 - liner, one 30 - liner, plus black term cap components | 689
LINKSQB-DV30 | Direct vent insert kit - two 30 - liners, plus black term cap components | 769
LINKSQC-DV30 | Direct vent insert kit - two 30" liners, plus faux copper term cap components | 829
Gas Insert Venting - Components
LINK-ZC-ADPB | 14 1/2" round flashing adapter kit (for use with existing liner kits when using Class A pipe) | 94
Liner Kit
Glass Liner
LINER-BK-30 | Reflective Black Glass Liner 30" traditional units | 589
Fans
Fan
GFK-160C | Fan kit 160 CFM (fan only) | 269
GFK-160A | Fan kit 160 CFM (includes rheostat and temperature sensor) | 329
Control, remotes, wall switches
IntelliFire app
IFT-WFM | IntelliFire Wi-Fi Module that works with the IntelliFire iOS and Android app. Use to control all the features of your fireplace via a smart device. An RC400, RC450 or RC150 is required for thermostat control | 239
Remote/Wall Switch/Wall Thermostat
IFT-RC150 | IntelliFire Touch white wireless wall switch (on/off, cold climate, battery strength | 124
Touch Screen Remote
IFT-RC400 | IntelliFire Touch black remote control, docking station and auxiliary control module (on/off, flame height, thermostat mode, fan control, child lock, cold climate, timer mode, hot indicator, lights, on-screen maintenance and troubleshooting notifications) | 399
Venting Notes
Requires: LINK-DV30B, LINKSQB-DV30, LINKSQC-DV30, LINK-DV4-30B, LINKSQB-DV-30 or LINKSQC-DV4-30 flex liner kit. Refer to Venting section.
Trilliant Insert 35"
Includes: | Â
24,500 - 35,000 BTU/Hour Input (NG) | Decorative Brick Base
24,500 - 35,000 BTU/Hour Input (LP) | Ceramic Glass
IntelliFire Touch Ignition System | Glowing Embers
RC400 Remote Control | Battery Back Up
GFK-160A Variable Fan | Electrical Cord - 10' Left, X 7' Right
Heat Exchanger Tubes | Gas Flex Connector
Accent Lights
Canyon Brown Brick Interior
Required to Complete - Sold Separately: | Front Surround - Metal or Metal with cast trim Venting
Â | Â | MSRP USD
TRILLIANT35IN | Trilliant large 35" direct vent gas insert with intellifire touch ignition system (NG) | 3619
TRILLIANT35IL | Trilliant large 35" direct vent gas insert with intellifire touch ignition system (LP) | 3619
Fronts - Non-Operable (Required to Complete)
Clean Screen
CSFI35BK | Clean 35" screen front - Black | 469
CSFI35NB | Clean 35" screen front - New Bronze | 499
Forged Arch
FA-TRI35-BK | Forged Arch 35" screen front - Black | 1559
Inside Fit
INFIT-35-BK | Inside fit 35" screen front - Black | 429
Mission Fullview
MFV-TRI35-BK | Mission Full View 35" screen front - Black | 619
MFV-TRI35-NB | Mission Full View 35" screen front - New Bronze | 679
Tuscan Arch
TA-TRI35-BK | Tuscan Arch 35" screen front - Black | 829
TA-TRI35-NB | Tuscan Arch 35" screen front - New Bronze | 869
Metal Surrounds (Required to Complete)
Surrounds - Small
MI35-4229-BK | Small 35" surround 42" x 29" - Black | 439
MI35-4229-NB | Small 35" surround 42" x 29" - New Bronze | 469
Surrounds - Medium
MI35-4432D-BK | Medium 35" surround 44" x 32" x 2" deep - Black | 459
MI35-4432-BK | Medium 35" surround 44" x 32" - Black | 459
MI35-4432-NB | Medium 35" surround 44" x 32" - New Bronze | 489
Surrounds - Large
MI35-4832-BK | Large 35" surround 48" x 32" - Black | 499
MI35-4832-NB | Large 35" surround 48" x 32" - New Bronze | 539
Custom Surround
MI-USBC-RELO | Relocation kit for USB-C and reset switch from surround to under the front. For use when using inside fit or onsite surround. | 39
MI35-5040CS-BK | On site 35" customizable surround - 50" w x 40" h (comes 4 sided with a 5" bottom, can be trimmed to make 3 sided) | 549
CUST-SRND-MI | Custom surround metal inserts (see custom surround order form for details) | 909
Venting (Required to Complete)
Gas Insert Venting - 30/30 Termination Kits
LINK-DV4-30B | Direct vent insert kit - one 4 - liner, one 30 - liner, plus term cap components | 579
LINK-DV30B | Direct vent insert kit - two 30 - liners, plus term cap components | 689
LINKSQB-DV4-30 | Direct vent insert kit - one 4 - liner, one 30 - liner, plus black term cap components | 689
LINKSQB-DV30 | Direct vent insert kit - two 30 - liners, plus black term cap components | 769
LINKSQC-DV30 | Direct vent insert kit - two 30" liners, plus faux copper term cap components | 829
Gas Insert Venting - Components
LINK-ZC-ADPB | 14 1/2" round flashing adapter kit (for use with existing liner kits when using Class A pipe) | 94
Liner Kit
Glass Liner
LINER-BK-35 | Reflective Black Glass Liner 35" traditional units | 619
Fans
Fan
GFK-160C | Fan kit 160 CFM (fan only) | 269
GFK-160A | Fan kit 160 CFM (includes rheostat and temperature sensor) | 329
Control, remotes, wall switches
IntelliFire app
IFT-WFM | IntelliFire Wi-Fi Module that works with the IntelliFire iOS and Android app. Use to control all the features of your fireplace via a smart device. An RC400, RC450 or RC150 is required for thermostat control | 239
Remote/Wall Switch/Wall Thermostat
IFT-RC150 | IntelliFire Touch white wireless wall switch (on/off, cold climate, battery strength | 124
Touch Screen Remote
IFT-RC400 | IntelliFire Touch black remote control, docking station and auxiliary control module (on/off, flame height, thermostat mode, fan control, child lock, cold climate, timer mode, hot indicator, lights, on-screen maintenance and troubleshooting notifications) | 399
Venting Notes
Requires: LINK-DV30B, LINKSQB-DV30, LINKSQC-DV30, LINK-DV4-30B, LINKSQB-DV-30 or LINKSQC-DV4-30 flex liner kit. Refer to Venting section.
mmmmmm